## Paste Here
lblSize | txtFactoredCost | cmbCategory | cmbSubCategory | txtBOMDesc | txtAddOnDescription | txtNotes | txtQuantity | txtUM | txtPrice | txtFilterCategory | txtFilterSubCategory | txtFilterDesc | Item | Category | SubCategory | QuoteDetailDesc | Quantity | UM | ItemPrice | TotalPrice | Notes | QuoteDetailsKey
Size: 48 x 60 x 12 SF: 2,880 Interior Wall: 262 Total cost for selected items: $163,842.36 Total cost with factors: | $355,469.53 | FRAME | OUTRIGGER | [9 empty] | BOM | FRAME | OUTRIGGER | Chassis Basement 12' X 60' - 12" X 11.8# I-Beam OR/CM/MC 8'/8'/8' | 4 | EA | 2632.92 | 10531.68 |  | 62405
Size: 48 x 60 x 12 SF: 2,880 Interior Wall: 262 Total cost for selected items: $163,842.36 Total cost with factors: | $355,469.53 | FRAME | OUTRIGGER | [9 empty] | BOM | FRAME | AXLES | Five Axle (5 Brake Axles) | 4 | EA | 2033.65 | 8134.6 |  | 62504
Size: 48 x 60 x 12 SF: 2,880 Interior Wall: 262 Total cost for selected items: $163,842.36 Total cost with factors: | $355,469.53 | FRAME | OUTRIGGER | [9 empty] | BOM | FRAME | MISC | Outrigger For 12' Wide (Add-On) | 8 | PAIR | 25.46 | 203.68 | Outriggers 4' O/C at exterior side walls | 62407
Size: 48 x 60 x 12 SF: 2,880 Interior Wall: 262 Total cost for selected items: $163,842.36 Total cost with factors: | $355,469.53 | FRAME | OUTRIGGER | [9 empty] | BOM | FLOOR | JOIST | 2 X 8 @ 12" O/C | 2380 | SF | 1.28 | 3046.4 | 150 psf Gym Room, 125 PSF Storage, / 100 psf Break area & Corridor | 62514
Size: 48 x 60 x 12 SF: 2,880 Interior Wall: 262 Total cost for selected items: $163,842.36 Total cost with factors: | $355,469.53 | FRAME | OUTRIGGER | [9 empty] | BOM | FLOOR | JOIST | 2 X 8 @ 16" O/C | 500 | SF | 1.1 | 550 | 50 psf Offices | 62408
Size: 48 x 60 x 12 SF: 2,880 Interior Wall: 262 Total cost for selected items: $163,842.36 Total cost with factors: | $355,469.53 | FRAME | OUTRIGGER | [9 empty] | BOM | FLOOR | DECKING | 1-1/8" T&G OSB | 2880 | SF | 1.15 | 3312 |  | 62515
Size: 48 x 60 x 12 SF: 2,880 Interior Wall: 262 Total cost for selected items: $163,842.36 Total cost with factors: | $355,469.53 | FRAME | OUTRIGGER | [9 empty] | BOM | FLOOR | INSULATION | R-30 Unfaced (2 layers R-15) | 2880 | SF | 1.39 | 4003.2 |  | 62410
Size: 48 x 60 x 12 SF: 2,880 Interior Wall: 262 Total cost for selected items: $163,842.36 Total cost with factors: | $355,469.53 | FRAME | OUTRIGGER | [9 empty] | BOM | FLOOR | COVERING | Floor Tile VCT - 1/8" X 12" X 12" | 2760 | SF | 1.57 | 4333.2 | VCT flooring throughout except in restrooms | 62413
Size: 48 x 60 x 12 SF: 2,880 Interior Wall: 262 Total cost for selected items: $163,842.36 Total cost with factors: | $355,469.53 | FRAME | OUTRIGGER | [9 empty] | BOM | FLOOR | COVERING | Sheet Vinyl - Mohawk | 224 | SF | 2.52 | 564.48 | restroom floor only | 62411
Size: 48 x 60 x 12 SF: 2,880 Interior Wall: 262 Total cost for selected items: $163,842.36 Total cost with factors: | $355,469.53 | FRAME | OUTRIGGER | [9 empty] | BOM | FLOOR | COVERING | Underlayment - 1/4" X 4' X 8' Plywood | 128 | SF | 0.62 | 79.36 | For sheet vinyl floor in restrooms only | 62412
Size: 48 x 60 x 12 SF: 2,880 Interior Wall: 262 Total cost for selected items: $163,842.36 Total cost with factors: | $355,469.53 | FRAME | OUTRIGGER | [9 empty] | BOM | FLOOR | MISC | Bottom Board Mobile-Flex | 2910 | SF | 0.07 | 203.7 |  | 62414
Size: 48 x 60 x 12 SF: 2,880 Interior Wall: 262 Total cost for selected items: $163,842.36 Total cost with factors: | $355,469.53 | FRAME | OUTRIGGER | [9 empty] | BOM | EXTERIOR WALL | STUDS | 2 X 6 Ext. Wall Framing | 2592 | SF | 1.1 | 2851.2 |  | 62415
Size: 48 x 60 x 12 SF: 2,880 Interior Wall: 262 Total cost for selected items: $163,842.36 Total cost with factors: | $355,469.53 | FRAME | OUTRIGGER | [9 empty] | Add On | EXTERIOR WALL | SHEATHING | Visqueen Vapor Barrier 6 Mil | 640 | SF | 0.1 | 64 | Humidor Vapor Barrier - Install on wall studs, under MR Gyp | 62657
Size: 48 x 60 x 12 SF: 2,880 Interior Wall: 262 Total cost for selected items: $163,842.36 Total cost with factors: | $355,469.53 | FRAME | OUTRIGGER | [9 empty] | BOM | EXTERIOR WALL | SIDING | Smart Panel - 3/8" - 8" O/C Grooves - W/House Wrap | 2592 | SF | 2.22 | 5754.24 |  | 62418
Size: 48 x 60 x 12 SF: 2,880 Interior Wall: 262 Total cost for selected items: $163,842.36 Total cost with factors: | $355,469.53 | FRAME | OUTRIGGER | [9 empty] | Add On | EXTERIOR WALL | COVERING | 1x4 SE WRC Red Cedar | 224 | LF | 1.44 | 322.56 | Base, Ceiling, and Corner Trim inside Humidor Room | 62662
Size: 48 x 60 x 12 SF: 2,880 Interior Wall: 262 Total cost for selected items: $163,842.36 Total cost with factors: | $355,469.53 | FRAME | OUTRIGGER | [9 empty] | Add On | EXTERIOR WALL | COVERING | 1x6 T&G Red Cedar Siding (Raw) | 512 | SF | 9.77 | 5002.24 | Humidor Room Wall Finish | 62661
Size: 48 x 60 x 12 SF: 2,880 Interior Wall: 262 Total cost for selected items: $163,842.36 Total cost with factors: | $355,469.53 | FRAME | OUTRIGGER | [9 empty] | Add On | EXTERIOR WALL | COVERING | 5/8" MR Gypsum 4 x 12 (Exterior Wall) | 32 | LF | 8.35 | 267.2 | Walls in Humidor room. | 62658
Size: 48 x 60 x 12 SF: 2,880 Interior Wall: 262 Total cost for selected items: $163,842.36 Total cost with factors: | $355,469.53 | FRAME | OUTRIGGER | [9 empty] | BOM | EXTERIOR WALL | COVERING | 5/8" Vinyl Covered Gypsum 9' To 10' Tall (Exterior Wall) | 184 | LF | 12.58 | 2314.72 | 9' VCG panels on exterior walls; VCG finish, except in Humidor room. | 62517
Size: 48 x 60 x 12 SF: 2,880 Interior Wall: 262 Total cost for selected items: $163,842.36 Total cost with factors: | $355,469.53 | FRAME | OUTRIGGER | [9 empty] | Add On | EXTERIOR WALL | COVERING | Sheetrock Tape Only | 256 | SF | 1 | 256 | No texture just joint tape in humidor only. | 62791
Size: 48 x 60 x 12 SF: 2,880 Interior Wall: 262 Total cost for selected items: $163,842.36 Total cost with factors: | $355,469.53 | FRAME | OUTRIGGER | [9 empty] | Add On | EXTERIOR WALL | COVERING | Vapor Barrier Primer | 512 | SF | 0.26 | 133.12 | 2 coats in Humidor only. | 62792
Size: 48 x 60 x 12 SF: 2,880 Interior Wall: 262 Total cost for selected items: $163,842.36 Total cost with factors: | $355,469.53 | FRAME | OUTRIGGER | [9 empty] | BOM | EXTERIOR WALL | INSULATION | R-21 Unfaced (Exterior Wall) | 2592 | SF | 0.56 | 1451.52 |  | 62420
Size: 48 x 60 x 12 SF: 2,880 Interior Wall: 262 Total cost for selected items: $163,842.36 Total cost with factors: | $355,469.53 | FRAME | OUTRIGGER | [9 empty] | BOM | INTERIOR WALL | STUDS | 2 X 4 Wall Framing - 8' Tall | 292 | LF | 4.72 | 1378.24 |  | 62421
Size: 48 x 60 x 12 SF: 2,880 Interior Wall: 262 Total cost for selected items: $163,842.36 Total cost with factors: | $355,469.53 | FRAME | OUTRIGGER | [9 empty] | BOM | INTERIOR WALL | STUDS | Upgrade to Plumbing Wall | 8 | LF | 4.21 | 33.68 | 2x6 Plumbing Wall shared by both restrooms | 62422
Size: 48 x 60 x 12 SF: 2,880 Interior Wall: 262 Total cost for selected items: $163,842.36 Total cost with factors: | $355,469.53 | FRAME | OUTRIGGER | [9 empty] | BOM | INTERIOR WALL | INSULATION | R-11 Unfaced Int. Wall @ 8' Tall | 250 | LF | 1.82 | 455 | Insulate All Interior Walls | 62423
Size: 48 x 60 x 12 SF: 2,880 Interior Wall: 262 Total cost for selected items: $163,842.36 Total cost with factors: | $355,469.53 | FRAME | OUTRIGGER | [9 empty] | BOM | INTERIOR WALL | COVERING | 4' FRP Wainscot | 30 | LF | 11.61 | 348.3 | Per code in Restrooms and Janitor Closet | 62424
Size: 48 x 60 x 12 SF: 2,880 Interior Wall: 262 Total cost for selected items: $163,842.36 Total cost with factors: | $355,469.53 | FRAME | OUTRIGGER | [9 empty] | Add On | INTERIOR WALL | COVERING | 5/8" MR Gypsum 4 x 12 (Interior Wall) | 32 | LF | 8.35 | 267.2 | Walls in Humidor room. (1) Side | 62659
Size: 48 x 60 x 12 SF: 2,880 Interior Wall: 262 Total cost for selected items: $163,842.36 Total cost with factors: | $355,469.53 | FRAME | OUTRIGGER | [9 empty] | BOM | INTERIOR WALL | COVERING | 5/8" Type X Gypsum - Unfinished 8' Tall | 48 | LF | 6.65 | 319.2 | 1 hour rated corridor, 1 layer 5/8 type X gyp under VCG - 1 side | 62518
Size: 48 x 60 x 12 SF: 2,880 Interior Wall: 262 Total cost for selected items: $163,842.36 Total cost with factors: | $355,469.53 | FRAME | OUTRIGGER | [9 empty] | BOM | INTERIOR WALL | COVERING | 5/8" Vinyl Covered Gypsum 8' Tall | 246 | LF | 20.74 | 5102.04 | VCG wall finish, except in Humidor room. | 62425
Size: 48 x 60 x 12 SF: 2,880 Interior Wall: 262 Total cost for selected items: $163,842.36 Total cost with factors: | $355,469.53 | FRAME | OUTRIGGER | [9 empty] | Add On | INTERIOR WALL | COVERING | Sheetrock Tape Only | 256 | SF | 1 | 256 | No texture just joint tape in humidor only. | 62793
Size: 48 x 60 x 12 SF: 2,880 Interior Wall: 262 Total cost for selected items: $163,842.36 Total cost with factors: | $355,469.53 | FRAME | OUTRIGGER | [9 empty] | Add On | INTERIOR WALL | COVERING | Vapor Barrier Primer | 512 | SF | 0.26 | 133.12 | 2 coats in Humidor only. | 62794
Size: 48 x 60 x 12 SF: 2,880 Interior Wall: 262 Total cost for selected items: $163,842.36 Total cost with factors: | $355,469.53 | FRAME | OUTRIGGER | [9 empty] | BOM | INTERIOR WALL | COLUMNS | Roof Support Column - Concealed | 18 | EA | 59.29 | 1067.22 | Concealed in both end walls at mod lines and one pair of columns concealed inside interior walls at each mod line | 62426
Size: 48 x 60 x 12 SF: 2,880 Interior Wall: 262 Total cost for selected items: $163,842.36 Total cost with factors: | $355,469.53 | FRAME | OUTRIGGER | [9 empty] | BOM | INTERIOR WALL | MISC | Interior Shearwall - Add | 48 | LF | 9.44 | 453.12 | Full Height Shear Wall | 62519
Size: 48 x 60 x 12 SF: 2,880 Interior Wall: 262 Total cost for selected items: $163,842.36 Total cost with factors: | $355,469.53 | FRAME | OUTRIGGER | [9 empty] | BOM | INTERIOR WALL | MISC | Wall Extended To Rafters | 208 | LF | 5.83 | 1212.64 | Rated Corridor, Restrooms, Humidor room | 62427
Size: 48 x 60 x 12 SF: 2,880 Interior Wall: 262 Total cost for selected items: $163,842.36 Total cost with factors: | $355,469.53 | FRAME | OUTRIGGER | [9 empty] | BOM | COVE BASE | COVE BASE | Wall Base Vinyl 4" | 740 | LF | 1.02 | 754.8 | Throughout Except in Humidor Room | 62428
Size: 48 x 60 x 12 SF: 2,880 Interior Wall: 262 Total cost for selected items: $163,842.36 Total cost with factors: | $355,469.53 | FRAME | OUTRIGGER | [9 empty] | BOM | ROOF | TRUSSES | Truss - 12' Wide Mod-Transverse 24" O/C | 2880 | SF | 2.04 | 5875.2 | 50# Snowload, 1/4:12 Pitch | 62520
Size: 48 x 60 x 12 SF: 2,880 Interior Wall: 262 Total cost for selected items: $163,842.36 Total cost with factors: | $355,469.53 | FRAME | OUTRIGGER | [9 empty] | BOM | ROOF | MATE BEAM | LVL - 1 1/2" x 24"- Up to 60' | 600 | LF | 10.93 | 6558 | Double LVL at mod line spanning gym. | 62430
Size: 48 x 60 x 12 SF: 2,880 Interior Wall: 262 Total cost for selected items: $163,842.36 Total cost with factors: | $355,469.53 | FRAME | OUTRIGGER | [9 empty] | BOM | ROOF | MATE BEAM | Modline Strap | 3 | SET | 60.16 | 180.48 |  | 62431
Size: 48 x 60 x 12 SF: 2,880 Interior Wall: 262 Total cost for selected items: $163,842.36 Total cost with factors: | $355,469.53 | FRAME | OUTRIGGER | [9 empty] | BOM | ROOF | INSULATION | R-38 Unfaced | 2880 | SF | 1.02 | 2937.6 |  | 62522
Size: 48 x 60 x 12 SF: 2,880 Interior Wall: 262 Total cost for selected items: $163,842.36 Total cost with factors: | $355,469.53 | FRAME | OUTRIGGER | [9 empty] | BOM | ROOF | DECKING | 5/8" OSB Decking | 2880 | SF | 0.48 | 1382.4 |  | 62523
Size: 48 x 60 x 12 SF: 2,880 Interior Wall: 262 Total cost for selected items: $163,842.36 Total cost with factors: | $355,469.53 | FRAME | OUTRIGGER | [9 empty] | BOM | ROOF | COVERING | EPDM .045 - Black (Multi Wides) Class C | 2880 | SF | 2.14 | 6163.2 |  | 62435
Size: 48 x 60 x 12 SF: 2,880 Interior Wall: 262 Total cost for selected items: $163,842.36 Total cost with factors: | $355,469.53 | FRAME | OUTRIGGER | [9 empty] | Add On | ROOF | CEILING | 1x8 SE WRC Red Cedar | 252 | SF | 7.25 | 1827 |  | 62668
Size: 48 x 60 x 12 SF: 2,880 Interior Wall: 262 Total cost for selected items: $163,842.36 Total cost with factors: | $355,469.53 | FRAME | OUTRIGGER | [9 empty] | BOM | ROOF | CEILING | 2X4 Mineral Fiber #BET197 (W/Grid) | 2640 | SF | 2.88 | 7603.2 | Ceiling Height 7'10" A.F.F. | 62436
Size: 48 x 60 x 12 SF: 2,880 Interior Wall: 262 Total cost for selected items: $163,842.36 Total cost with factors: | $355,469.53 | FRAME | OUTRIGGER | [9 empty] | Add On | ROOF | CEILING | 5/8" MR Type X Gypsum (Tape & Bead Only) | 256 | SF | 1.12 | 286.72 | For Humidor Room Ceiling. No texture just joint tape in humidor only. | 62666
Size: 48 x 60 x 12 SF: 2,880 Interior Wall: 262 Total cost for selected items: $163,842.36 Total cost with factors: | $355,469.53 | FRAME | OUTRIGGER | [9 empty] | BOM | ROOF | CEILING | 5/8" Type X Gypsum (Tape & Bead Only) | 952 | SF | 0.64 | 609.28 | 2 layers of Type X Gyp; fasten to bottom of roof joists over fire rated corridor | 62437
Size: 48 x 60 x 12 SF: 2,880 Interior Wall: 262 Total cost for selected items: $163,842.36 Total cost with factors: | $355,469.53 | FRAME | OUTRIGGER | [9 empty] | BOM | ROOF | CEILING | Ceiling Joist | 252 | SF | 0.92 | 231.84 | For Hard-Lid Ceiling in Humidor Room | 62664
Size: 48 x 60 x 12 SF: 2,880 Interior Wall: 262 Total cost for selected items: $163,842.36 Total cost with factors: | $355,469.53 | FRAME | OUTRIGGER | [9 empty] | Add On | ROOF | CEILING | Vapor Barrier Primer | 252 | SF | 0.26 | 65.52 | 2 coats in Humidor only. | 62796
Size: 48 x 60 x 12 SF: 2,880 Interior Wall: 262 Total cost for selected items: $163,842.36 Total cost with factors: | $355,469.53 | FRAME | OUTRIGGER | [9 empty] | Add On | ROOF | CEILING | Visqueen Vapor Barrier 6 Mil | 252 | SF | 0.1 | 25.2 | Install on ceiling Joists in the Humidor room | 62667
Size: 48 x 60 x 12 SF: 2,880 Interior Wall: 262 Total cost for selected items: $163,842.36 Total cost with factors: | $355,469.53 | FRAME | OUTRIGGER | [9 empty] | BOM | WINDOW | BLINDS | Mini-Blind | 9 | EA | 38.73 | 348.57 | Factory Std 1" Aluminum Mini Blinds | 62440
Size: 48 x 60 x 12 SF: 2,880 Interior Wall: 262 Total cost for selected items: $163,842.36 Total cost with factors: | $355,469.53 | FRAME | OUTRIGGER | [9 empty] | BOM | WINDOW | MISC | Farmyard Hickory Window Trim Upgrade | 9 | EA | 23.76 | 213.84 |  | 62439
Size: 48 x 60 x 12 SF: 2,880 Interior Wall: 262 Total cost for selected items: $163,842.36 Total cost with factors: | $355,469.53 | FRAME | OUTRIGGER | [9 empty] | BOM | WINDOW | WINDOW 4030 - VINYL | 4030 - H/S - Dual Glazed - Vinyl Frame - Clear Low E | 9 | EA | 259.94 | 2339.46 |  | 62636
Size: 48 x 60 x 12 SF: 2,880 Interior Wall: 262 Total cost for selected items: $163,842.36 Total cost with factors: | $355,469.53 | FRAME | OUTRIGGER | [9 empty] | BOM | EXTERIOR DOOR | DOOR | 36X80 - 20ga Door W/Med Adj. Steel Frame (4-5/8" to 8") | 2 | EA | 718.07 | 1436.14 |  | 62524
Size: 48 x 60 x 12 SF: 2,880 Interior Wall: 262 Total cost for selected items: $163,842.36 Total cost with factors: | $355,469.53 | FRAME | OUTRIGGER | [9 empty] | Add On | EXTERIOR DOOR | LOCKSET | Cal-Royal A2200 Panic Rim Exit Device with Escutcheon Entrance Lever Trim | 2 | EA | 360 | 720 |  | 62442
Size: 48 x 60 x 12 SF: 2,880 Interior Wall: 262 Total cost for selected items: $163,842.36 Total cost with factors: | $355,469.53 | FRAME | OUTRIGGER | [9 empty] | BOM | EXTERIOR DOOR | HARDWARE | Closer - S Parker 900 BCAL | 2 | EA | 82.32 | 164.64 |  | 62451
Size: 48 x 60 x 12 SF: 2,880 Interior Wall: 262 Total cost for selected items: $163,842.36 Total cost with factors: | $355,469.53 | FRAME | OUTRIGGER | [9 empty] | BOM | INTERIOR DOOR | DOOR | 36X80 - 20-Minute Label - Alpine Oak - W/ Timely Jamb | 7 | EA | 550.28 | 3851.96 | Doors to and from rated corridor W/ Self Closing Hinges | 62443
Size: 48 x 60 x 12 SF: 2,880 Interior Wall: 262 Total cost for selected items: $163,842.36 Total cost with factors: | $355,469.53 | FRAME | OUTRIGGER | [9 empty] | Add On | INTERIOR DOOR | DOOR | 36X80 - Alpine Oak - W/ Timely Jamb & Weatherstrip | 1 | EA | 422 | 422 | For Humidor Room | 62670
Size: 48 x 60 x 12 SF: 2,880 Interior Wall: 262 Total cost for selected items: $163,842.36 Total cost with factors: | $355,469.53 | FRAME | OUTRIGGER | [9 empty] | BOM | INTERIOR DOOR | DOOR | 36X80 Alpine Oak - Solid Core - W/ Timely Jamb | 4 | EA | 403.39 | 1613.56 | IT Room, Restrooms, Janitor Closet | 62446
Size: 48 x 60 x 12 SF: 2,880 Interior Wall: 262 Total cost for selected items: $163,842.36 Total cost with factors: | $355,469.53 | FRAME | OUTRIGGER | [9 empty] | Add On | INTERIOR DOOR | LOCKSET | Passage - Grade 2 - Lever | 9 | EA | 62.52 | 562.68 | All interior doors, except restrooms and IT closet. | 62445
Size: 48 x 60 x 12 SF: 2,880 Interior Wall: 262 Total cost for selected items: $163,842.36 Total cost with factors: | $355,469.53 | FRAME | OUTRIGGER | [9 empty] | Add On | INTERIOR DOOR | LOCKSET | Privacy - Grade 2 - Lever | 2 | EA | 62.52 | 125.04 | Restrooms | 62448
Size: 48 x 60 x 12 SF: 2,880 Interior Wall: 262 Total cost for selected items: $163,842.36 Total cost with factors: | $355,469.53 | FRAME | OUTRIGGER | [9 empty] | Add On | INTERIOR DOOR | LOCKSET | Storeroom - Grade 2 - Lever | 1 | EA | 67.89 | 67.89 | IT Closet | 62449
Size: 48 x 60 x 12 SF: 2,880 Interior Wall: 262 Total cost for selected items: $163,842.36 Total cost with factors: | $355,469.53 | FRAME | OUTRIGGER | [9 empty] | BOM | ELECTRICAL | PANEL | Nema 3R, External, 200 Amp Single Phase W/Main | 2 | EA | 672.7 | 1345.4 | Bottom Fed Load Center | 62503
Size: 48 x 60 x 12 SF: 2,880 Interior Wall: 262 Total cost for selected items: $163,842.36 Total cost with factors: | $355,469.53 | FRAME | OUTRIGGER | [9 empty] | BOM | ELECTRICAL | RACEWAY | Flex W/ Ground | 600 | LF | 3.1 | 1860 | Romex wire ran through walls, MC cable above T-grid Ceiling | 62453
Size: 48 x 60 x 12 SF: 2,880 Interior Wall: 262 Total cost for selected items: $163,842.36 Total cost with factors: | $355,469.53 | FRAME | OUTRIGGER | [9 empty] | BOM | ELECTRICAL | LIGHT | Flat Panel 2 X 2 - LED - 3400 Lumen | 3 | EA | 64.11 | 192.33 | Restroom Lights | 62455
Size: 48 x 60 x 12 SF: 2,880 Interior Wall: 262 Total cost for selected items: $163,842.36 Total cost with factors: | $355,469.53 | FRAME | OUTRIGGER | [9 empty] | BOM | ELECTRICAL | LIGHT | Flat Panel 2 X 4 - LED - 4000 To 6000 Lumen | 36 | EA | 74.11 | 2667.96 |  | 62454
Size: 48 x 60 x 12 SF: 2,880 Interior Wall: 262 Total cost for selected items: $163,842.36 Total cost with factors: | $355,469.53 | FRAME | OUTRIGGER | [9 empty] | BOM | ELECTRICAL | EXTERIOR LIGHTS | Wall Pack LED With Photocell - 13/18/26W - 3000K/4000K/5000K | 2 | EA | 62.68 | 125.36 | Factory Standard | 62456
Size: 48 x 60 x 12 SF: 2,880 Interior Wall: 262 Total cost for selected items: $163,842.36 Total cost with factors: | $355,469.53 | FRAME | OUTRIGGER | [9 empty] | BOM | ELECTRICAL | EXIT/EMERGENCY LIGHTS | Emergency Light - Dual Head | 5 | EA | 36.03 | 180.15 |  | 62458
Size: 48 x 60 x 12 SF: 2,880 Interior Wall: 262 Total cost for selected items: $163,842.36 Total cost with factors: | $355,469.53 | FRAME | OUTRIGGER | [9 empty] | BOM | ELECTRICAL | EXIT/EMERGENCY LIGHTS | Exit Light - W/ Battery Backup - Red | 2 | EA | 32.82 | 65.64 |  | 62457
Size: 48 x 60 x 12 SF: 2,880 Interior Wall: 262 Total cost for selected items: $163,842.36 Total cost with factors: | $355,469.53 | FRAME | OUTRIGGER | [9 empty] | BOM | ELECTRICAL | EXIT/EMERGENCY LIGHTS | Exit/Emergency Light Remote Capable - Red | 2 | EA | 52.04 | 104.08 |  | 62797
Size: 48 x 60 x 12 SF: 2,880 Interior Wall: 262 Total cost for selected items: $163,842.36 Total cost with factors: | $355,469.53 | FRAME | OUTRIGGER | [9 empty] | BOM | ELECTRICAL | EXIT/EMERGENCY LIGHTS | Exterior Remote Head For Emergency Light | 2 | EA | 22.9 | 45.8 |  | 62459
Size: 48 x 60 x 12 SF: 2,880 Interior Wall: 262 Total cost for selected items: $163,842.36 Total cost with factors: | $355,469.53 | FRAME | OUTRIGGER | [9 empty] | BOM | ELECTRICAL | SWITCH | Momentary Switch - DCC-2 | 3 | EA | 43.81 | 131.43 |  | 62460
Size: 48 x 60 x 12 SF: 2,880 Interior Wall: 262 Total cost for selected items: $163,842.36 Total cost with factors: | $355,469.53 | FRAME | OUTRIGGER | [9 empty] | BOM | ELECTRICAL | SWITCH | Occupancy Sensor Ceiling Mount (Single Relay) | 3 | EA | 256.13 | 768.39 | By exterior doors and door into Gym from rated corridor. | 62461
Size: 48 x 60 x 12 SF: 2,880 Interior Wall: 262 Total cost for selected items: $163,842.36 Total cost with factors: | $355,469.53 | FRAME | OUTRIGGER | [9 empty] | BOM | ELECTRICAL | SWITCH | Occupancy Sensor Wall Mount (Dual Relay) | 5 | EA | 67.06 | 335.3 | PW301 switch for Restrooms, Humidor, Closet, Break Room | 62466
Size: 48 x 60 x 12 SF: 2,880 Interior Wall: 262 Total cost for selected items: $163,842.36 Total cost with factors: | $355,469.53 | FRAME | OUTRIGGER | [9 empty] | BOM | ELECTRICAL | SWITCH | Occupancy Sensor Wall Mount (Single Relay) | 4 | EA | 114.92 | 459.68 | Offices | 62465
Size: 48 x 60 x 12 SF: 2,880 Interior Wall: 262 Total cost for selected items: $163,842.36 Total cost with factors: | $355,469.53 | FRAME | OUTRIGGER | [9 empty] | BOM | ELECTRICAL | SWITCH | Photo Sensor Ceiling Mount | 2 | EA | 138.32 | 276.64 | Gym, Corridor | 62464
Size: 48 x 60 x 12 SF: 2,880 Interior Wall: 262 Total cost for selected items: $163,842.36 Total cost with factors: | $355,469.53 | FRAME | OUTRIGGER | [9 empty] | BOM | ELECTRICAL | SWITCH | Photo Sensor Remote | 1 | EA | 30.04 | 30.04 |  | 62463
Size: 48 x 60 x 12 SF: 2,880 Interior Wall: 262 Total cost for selected items: $163,842.36 Total cost with factors: | $355,469.53 | FRAME | OUTRIGGER | [9 empty] | BOM | ELECTRICAL | SWITCH | Switch Dimmer | 3 | EA | 111.75 | 335.25 | Humidor, Gym, Storage | 62462
Size: 48 x 60 x 12 SF: 2,880 Interior Wall: 262 Total cost for selected items: $163,842.36 Total cost with factors: | $355,469.53 | FRAME | OUTRIGGER | [9 empty] | BOM | ELECTRICAL | RECEPTACLE | 20A - Duplex | 24 | EA | 29.37 | 704.88 |  | 62644
Size: 48 x 60 x 12 SF: 2,880 Interior Wall: 262 Total cost for selected items: $163,842.36 Total cost with factors: | $355,469.53 | FRAME | OUTRIGGER | [9 empty] | BOM | ELECTRICAL | RECEPTACLE | 20A - Duplex - Dedicated | 1 | EA | 57.35 | 57.35 | IT Closet | 62727
Size: 48 x 60 x 12 SF: 2,880 Interior Wall: 262 Total cost for selected items: $163,842.36 Total cost with factors: | $355,469.53 | FRAME | OUTRIGGER | [9 empty] | BOM | ELECTRICAL | RECEPTACLE | 20A - Duplex - Tamper Resistant | 6 | EA | 28.39 | 170.34 | Gym, Corridor | 62643
Size: 48 x 60 x 12 SF: 2,880 Interior Wall: 262 Total cost for selected items: $163,842.36 Total cost with factors: | $355,469.53 | FRAME | OUTRIGGER | [9 empty] | BOM | ELECTRICAL | RECEPTACLE | 20A - GFCI Duplex | 4 | EA | 38.47 | 153.88 | (1) break room, (1) humidor, (1) per RR, | 62469
Size: 48 x 60 x 12 SF: 2,880 Interior Wall: 262 Total cost for selected items: $163,842.36 Total cost with factors: | $355,469.53 | FRAME | OUTRIGGER | [9 empty] | BOM | ELECTRICAL | RECEPTACLE | 20A - GFCI Duplex - Dedicated | 2 | EA | 66.58 | 133.16 | (2) in break area | 62470
Size: 48 x 60 x 12 SF: 2,880 Interior Wall: 262 Total cost for selected items: $163,842.36 Total cost with factors: | $355,469.53 | FRAME | OUTRIGGER | [9 empty] | BOM | ELECTRICAL | RECEPTACLE | 20A - WR For Heat Tape (Switched) | 1 | EA | 102.83 | 102.83 |  | 62471
Size: 48 x 60 x 12 SF: 2,880 Interior Wall: 262 Total cost for selected items: $163,842.36 Total cost with factors: | $355,469.53 | FRAME | OUTRIGGER | [9 empty] | BOM | ELECTRICAL | RECEPTACLE | 20A - WR GFCI Protected W/ While In Use Cover | 3 | EA | 49.27 | 147.81 |  | 62472
Size: 48 x 60 x 12 SF: 2,880 Interior Wall: 262 Total cost for selected items: $163,842.36 Total cost with factors: | $355,469.53 | FRAME | OUTRIGGER | [9 empty] | BOM | ELECTRICAL | J-BOXES | 20A - Hard Wired J-Box | 1 | EA | 54.82 | 54.82 | For dedicated sign | 62645
Size: 48 x 60 x 12 SF: 2,880 Interior Wall: 262 Total cost for selected items: $163,842.36 Total cost with factors: | $355,469.53 | FRAME | OUTRIGGER | [9 empty] | Add On | ELECTRICAL | PHONE/DATA | 4'x4' FR 5/8" CDX | 1 | EA | 50 | 50 | For data board mounting in IT closet. | 62798
Size: 48 x 60 x 12 SF: 2,880 Interior Wall: 262 Total cost for selected items: $163,842.36 Total cost with factors: | $355,469.53 | FRAME | OUTRIGGER | [9 empty] | BOM | ELECTRICAL | PHONE/DATA | 4X4 J-Box W/ Mud Ring & 3/4" Conduit | 22 | EA | 15.57 | 342.54 |  | 62474
Size: 48 x 60 x 12 SF: 2,880 Interior Wall: 262 Total cost for selected items: $163,842.36 Total cost with factors: | $355,469.53 | FRAME | OUTRIGGER | [9 empty] | BOM | ELECTRICAL | PHONE/DATA | 6X6 Nema 3R Entrance Box | 1 | EA | 51.37 | 51.37 | Outside IT closet in storage. | 62475
Size: 48 x 60 x 12 SF: 2,880 Interior Wall: 262 Total cost for selected items: $163,842.36 Total cost with factors: | $355,469.53 | FRAME | OUTRIGGER | [9 empty] | Add On | PLUMBING | PIPE | Pex Plumbing Drop | 11 | EA | 95 | 1045 |  | 62476
Size: 48 x 60 x 12 SF: 2,880 Interior Wall: 262 Total cost for selected items: $163,842.36 Total cost with factors: | $355,469.53 | FRAME | OUTRIGGER | [9 empty] | BOM | PLUMBING | WATER CLOSET | Water Closet - ADA - Tank Type - 1.28gpf - Elg - White | 2 | EA | 479.26 | 958.52 |  | 62671
Size: 48 x 60 x 12 SF: 2,880 Interior Wall: 262 Total cost for selected items: $163,842.36 Total cost with factors: | $355,469.53 | FRAME | OUTRIGGER | [9 empty] | BOM | PLUMBING | LAVATORIES | Lavatory - Wall Hung | 2 | EA | 562.61 | 1125.22 |  | 62641
Size: 48 x 60 x 12 SF: 2,880 Interior Wall: 262 Total cost for selected items: $163,842.36 Total cost with factors: | $355,469.53 | FRAME | OUTRIGGER | [9 empty] | BOM | PLUMBING | LAVATORIES | Thermostatic Mixing Valve | 3 | EA | 54.33 | 162.99 | At each sink/lavy. | 62479
Size: 48 x 60 x 12 SF: 2,880 Interior Wall: 262 Total cost for selected items: $163,842.36 Total cost with factors: | $355,469.53 | FRAME | OUTRIGGER | [9 empty] | BOM | PLUMBING | KITCHEN SINKS | 25" X 22" S.S. Single Bowl Sink | 1 | EA | 490.01 | 490.01 | Factory Standard S.S. Single Bowl Sink - Break Area | 62640
Size: 48 x 60 x 12 SF: 2,880 Interior Wall: 262 Total cost for selected items: $163,842.36 Total cost with factors: | $355,469.53 | FRAME | OUTRIGGER | [9 empty] | BOM | PLUMBING | DRINKING FOUNTAIN | Water Cooler - Hi/Low - W/ GFI | 1 | EA | 1550.36 | 1550.36 | Occupancy Load greater than 30, Hi/Low ADA D.F. required per Idaho Plumbing Code. Option for site install by others. Location TBD but recommend in classroom area or build an alcove to put it in fire corridor hallway. | 62646
Size: 48 x 60 x 12 SF: 2,880 Interior Wall: 262 Total cost for selected items: $163,842.36 Total cost with factors: | $355,469.53 | FRAME | OUTRIGGER | [9 empty] | BOM | PLUMBING | MOP SINK | Mop Sink-Floor Mnt-Inclds Hose & Hanger | 1 | EA | 690.97 | 690.97 | To be in a janitor closet, location TBD, required per Idaho Plumbing Code | 62481
Size: 48 x 60 x 12 SF: 2,880 Interior Wall: 262 Total cost for selected items: $163,842.36 Total cost with factors: | $355,469.53 | FRAME | OUTRIGGER | [9 empty] | BOM | PLUMBING | WATER HEATERS | 06-Gallon - Electric Water Heater | 1 | EA | 976.28 | 976.28 | Janitor Closet above Mop Sink | 62482
Size: 48 x 60 x 12 SF: 2,880 Interior Wall: 262 Total cost for selected items: $163,842.36 Total cost with factors: | $355,469.53 | FRAME | OUTRIGGER | [9 empty] | BOM | PLUMBING | WATER HEATERS | Water Heater Shelf - Melamine | 1 | EA | 28.31 | 28.31 |  | 62483
Size: 48 x 60 x 12 SF: 2,880 Interior Wall: 262 Total cost for selected items: $163,842.36 Total cost with factors: | $355,469.53 | FRAME | OUTRIGGER | [9 empty] | BOM | PLUMBING | ACCESSORIES | Grab-Bar Set | 2 | SET | 79.85 | 159.7 |  | 62485
Size: 48 x 60 x 12 SF: 2,880 Interior Wall: 262 Total cost for selected items: $163,842.36 Total cost with factors: | $355,469.53 | FRAME | OUTRIGGER | [9 empty] | BOM | PLUMBING | ACCESSORIES | Mirror - 18" X 36" - Beveled Edge | 2 | EA | 37.5 | 75 |  | 62486
Size: 48 x 60 x 12 SF: 2,880 Interior Wall: 262 Total cost for selected items: $163,842.36 Total cost with factors: | $355,469.53 | FRAME | OUTRIGGER | [9 empty] | BOM | PLUMBING | ACCESSORIES | Toilet Paper Dispenser | 2 | EA | 3.63 | 7.26 |  | 62487
Size: 48 x 60 x 12 SF: 2,880 Interior Wall: 262 Total cost for selected items: $163,842.36 Total cost with factors: | $355,469.53 | FRAME | OUTRIGGER | [9 empty] | Add On | PLUMBING | MISC | 1/4" Poly Line | 1 | EA | 100 | 100 | On interior partition wall in humidor for humidifier hook up. | 62799
Size: 48 x 60 x 12 SF: 2,880 Interior Wall: 262 Total cost for selected items: $163,842.36 Total cost with factors: | $355,469.53 | FRAME | OUTRIGGER | [9 empty] | BOM | PLUMBING | MISC | Ice Maker Valve Box | 1 | EA | 97.24 | 97.24 |  | 62488
Size: 48 x 60 x 12 SF: 2,880 Interior Wall: 262 Total cost for selected items: $163,842.36 Total cost with factors: | $355,469.53 | FRAME | OUTRIGGER | [9 empty] | BOM | PLUMBING | MISC | Water Hammer Arrestor - 3/4" | 1 | EA | 145.48 | 145.48 |  | 62489
Size: 48 x 60 x 12 SF: 2,880 Interior Wall: 262 Total cost for selected items: $163,842.36 Total cost with factors: | $355,469.53 | FRAME | OUTRIGGER | [9 empty] | BOM | HVAC | A/C - WALL MOUNT | 4.0-Ton - 15-KW Heat Strip - 1P - Bard, Eubank or Equal w/pgm t-stat | 2 | EA | 7013.42 | 14026.84 | Equipment in IT Closet N.I.C. in the Heat/cool calc. | 62729
Size: 48 x 60 x 12 SF: 2,880 Interior Wall: 262 Total cost for selected items: $163,842.36 Total cost with factors: | $355,469.53 | FRAME | OUTRIGGER | [9 empty] | BOM | HVAC | VENTILATION OPTIONS | CRV - 3.5 Ton & 5.0-Ton End Mount | 2 | EA | 1318 | 2636 |  | 62800
Size: 48 x 60 x 12 SF: 2,880 Interior Wall: 262 Total cost for selected items: $163,842.36 Total cost with factors: | $355,469.53 | FRAME | OUTRIGGER | [9 empty] | Add On | HVAC | DUCT | Galv - Return Air Duct | 200 | LF | 25 | 5000 | Galv Main Trunk, Galv Pipe w/ Flex | 62499
Size: 48 x 60 x 12 SF: 2,880 Interior Wall: 262 Total cost for selected items: $163,842.36 Total cost with factors: | $355,469.53 | FRAME | OUTRIGGER | [9 empty] | Add On | HVAC | DUCT | Galv - Supply Air Duct | 240 | LF | 25 | 6000 | Galv Main Trunk, Galv Pipe w/ Flex | 62498
Size: 48 x 60 x 12 SF: 2,880 Interior Wall: 262 Total cost for selected items: $163,842.36 Total cost with factors: | $355,469.53 | FRAME | OUTRIGGER | [9 empty] | Add On | HVAC | EXHAUST FANS | 100 CFM - Ceiling Mount | 2 | EA | 185 | 370 | Restroom Exhaust Fans | 62494
Size: 48 x 60 x 12 SF: 2,880 Interior Wall: 262 Total cost for selected items: $163,842.36 Total cost with factors: | $355,469.53 | FRAME | OUTRIGGER | [9 empty] | BOM | HVAC | EXHAUST FANS | 140 CFM - Ceiling Mtd W/ Humidistat | 1 | EA | 337.46 | 337.46 | For Humidor Room | 62673
Size: 48 x 60 x 12 SF: 2,880 Interior Wall: 262 Total cost for selected items: $163,842.36 Total cost with factors: | $355,469.53 | FRAME | OUTRIGGER | [9 empty] | BOM | HVAC | MISC | Fire/Smoke Damper | 2 | EA | 1070.7 | 2141.4 |  | 62496
Size: 48 x 60 x 12 SF: 2,880 Interior Wall: 262 Total cost for selected items: $163,842.36 Total cost with factors: | $355,469.53 | FRAME | OUTRIGGER | [9 empty] | BOM | HVAC | MISC | Plenum Wall | 24 | LF | 17.82 | 427.68 |  | 62497
Size: 48 x 60 x 12 SF: 2,880 Interior Wall: 262 Total cost for selected items: $163,842.36 Total cost with factors: | $355,469.53 | FRAME | OUTRIGGER | [9 empty] | BOM | FURNISHINGS | CABINETS | Laminate - Base Cabinet | 7 | LF | 190 | 1330 | Break Room Base Cabinets | 62500
Size: 48 x 60 x 12 SF: 2,880 Interior Wall: 262 Total cost for selected items: $163,842.36 Total cost with factors: | $355,469.53 | FRAME | OUTRIGGER | [9 empty] | BOM | FURNISHINGS | CABINETS | Laminate - Wall Cabinet | 7 | LF | 110 | 770 | Break Room Uppers | 62501
Size: 48 x 60 x 12 SF: 2,880 Interior Wall: 262 Total cost for selected items: $163,842.36 Total cost with factors: | $355,469.53 | FRAME | OUTRIGGER | [9 empty] | BOM | FURNISHINGS | CABINETS | Standard Laminate Countertop | 7 | LF | 14.16 | 99.12 | Break Room | 62502
Size: 48 x 60 x 12 SF: 2,880 Interior Wall: 262 Total cost for selected items: $163,842.36 Total cost with factors: | $355,469.53 | FRAME | OUTRIGGER | [9 empty] | BOM | MISC | MISC | Close-Up | 0.001 | LF | 6.11 | 0.0061 | Supplied by PMSI | 62490
Size: 48 x 60 x 12 SF: 2,880 Interior Wall: 262 Total cost for selected items: $163,842.36 Total cost with factors: | $355,469.53 | FRAME | OUTRIGGER | [9 empty] | BOM | MISC | MISC | Shipping Wall | 24 | EA | 59.5 | 1428 |  | 62491
Size: 48 x 60 x 12 SF: 2,880 Interior Wall: 262 Total cost for selected items: $163,842.36 Total cost with factors: | $355,469.53 | FRAME | OUTRIGGER | [9 empty] | BOM | STATES | STATE APP | ID Approvals | 1 | EA | 0 | 0 |  | 62637

## Sheet1 (hidden)
Cat & SubCat | Item | Category | SubCategory | QuoteDetailDesc | Quantity | UM | ItemPrice | TotalPrice | Notes | QuoteDetailsKey
FRAMEOUTRIGGER | BOM | FRAME | OUTRIGGER | Chassis Basement 12' X 60' - 12" X 11.8# I-Beam OR/CM/MC 8'/8'/8' | 4 | EA | 2632.92 | 10531.68 |  | 62405
FRAMEAXLES | BOM | FRAME | AXLES | Five Axle (5 Brake Axles) | 4 | EA | 2033.65 | 8134.6 |  | 62504
FRAMEMISC | BOM | FRAME | MISC | Outrigger For 12' Wide (Add-On) | 8 | PAIR | 25.46 | 203.68 | Outriggers 4' O/C at exterior side walls | 62407
FLOORJOIST | BOM | FLOOR | JOIST | 2 X 8 @ 12" O/C | 2380 | SF | 1.28 | 3046.4 | 150 psf Gym Room, 125 PSF Storage, / 100 psf Break area & Corridor | 62514
FLOORJOIST | BOM | FLOOR | JOIST | 2 X 8 @ 16" O/C | 500 | SF | 1.1 | 550 | 50 psf Offices | 62408
FLOORDECKING | BOM | FLOOR | DECKING | 1-1/8" T&G OSB | 2880 | SF | 1.15 | 3312 |  | 62515
FLOORINSULATION | BOM | FLOOR | INSULATION | R-30 Unfaced (2 layers R-15) | 2880 | SF | 1.39 | 4003.2 |  | 62410
FLOORCOVERING | BOM | FLOOR | COVERING | Floor Tile VCT - 1/8" X 12" X 12" | 2760 | SF | 1.57 | 4333.2 | VCT flooring throughout except in restrooms | 62413
FLOORCOVERING | BOM | FLOOR | COVERING | Sheet Vinyl - Mohawk | 224 | SF | 2.52 | 564.48 | restroom floor only | 62411
FLOORCOVERING | BOM | FLOOR | COVERING | Underlayment - 1/4" X 4' X 8' Plywood | 128 | SF | 0.62 | 79.36 | For sheet vinyl floor in restrooms only | 62412
FLOORMISC | BOM | FLOOR | MISC | Bottom Board Mobile-Flex | 2910 | SF | 0.07 | 203.7 |  | 62414
EXTERIOR WALLSTUDS | BOM | EXTERIOR WALL | STUDS | 2 X 6 Ext. Wall Framing | 2592 | SF | 1.1 | 2851.2 |  | 62415
EXTERIOR WALLSHEATHING | Add On | EXTERIOR WALL | SHEATHING | Visqueen Vapor Barrier 6 Mil | 640 | SF | 0.1 | 64 | Humidor Vapor Barrier - Install on wall studs, under MR Gyp | 62657
EXTERIOR WALLSIDING | BOM | EXTERIOR WALL | SIDING | Smart Panel - 3/8" - 8" O/C Grooves - W/House Wrap | 2592 | SF | 2.22 | 5754.24 |  | 62418
EXTERIOR WALLCOVERING | Add On | EXTERIOR WALL | COVERING | 1x4 SE WRC Red Cedar | 224 | LF | 1.44 | 322.56 | Base, Ceiling, and Corner Trim inside Humidor Room | 62662
EXTERIOR WALLCOVERING | Add On | EXTERIOR WALL | COVERING | 1x6 T&G Red Cedar Siding (Raw) | 512 | SF | 9.77 | 5002.24 | Humidor Room Wall Finish | 62661
EXTERIOR WALLCOVERING | Add On | EXTERIOR WALL | COVERING | 5/8" MR Gypsum 4 x 12 (Exterior Wall) | 32 | LF | 8.35 | 267.2 | Walls in Humidor room. | 62658
EXTERIOR WALLCOVERING | BOM | EXTERIOR WALL | COVERING | 5/8" Vinyl Covered Gypsum 9' To 10' Tall (Exterior Wall) | 184 | LF | 12.58 | 2314.72 | 9' VCG panels on exterior walls; VCG finish, except in Humidor room. | 62517
EXTERIOR WALLCOVERING | Add On | EXTERIOR WALL | COVERING | Sheetrock Tape Only | 256 | SF | 1 | 256 | No texture just joint tape in humidor only. | 62791
EXTERIOR WALLCOVERING | Add On | EXTERIOR WALL | COVERING | Vapor Barrier Primer | 512 | SF | 0.26 | 133.12 | 2 coats in Humidor only. | 62792
EXTERIOR WALLINSULATION | BOM | EXTERIOR WALL | INSULATION | R-21 Unfaced (Exterior Wall) | 2592 | SF | 0.56 | 1451.52 |  | 62420
INTERIOR WALLSTUDS | BOM | INTERIOR WALL | STUDS | 2 X 4 Wall Framing - 8' Tall | 292 | LF | 4.72 | 1378.24 |  | 62421
INTERIOR WALLSTUDS | BOM | INTERIOR WALL | STUDS | Upgrade to Plumbing Wall | 8 | LF | 4.21 | 33.68 | 2x6 Plumbing Wall shared by both restrooms | 62422
INTERIOR WALLINSULATION | BOM | INTERIOR WALL | INSULATION | R-11 Unfaced Int. Wall @ 8' Tall | 250 | LF | 1.82 | 455 | Insulate All Interior Walls | 62423
INTERIOR WALLCOVERING | BOM | INTERIOR WALL | COVERING | 4' FRP Wainscot | 30 | LF | 11.61 | 348.3 | Per code in Restrooms and Janitor Closet | 62424
INTERIOR WALLCOVERING | Add On | INTERIOR WALL | COVERING | 5/8" MR Gypsum 4 x 12 (Interior Wall) | 32 | LF | 8.35 | 267.2 | Walls in Humidor room. (1) Side | 62659
INTERIOR WALLCOVERING | BOM | INTERIOR WALL | COVERING | 5/8" Type X Gypsum - Unfinished 8' Tall | 48 | LF | 6.65 | 319.2 | 1 hour rated corridor, 1 layer 5/8 type X gyp under VCG - 1 side | 62518
INTERIOR WALLCOVERING | BOM | INTERIOR WALL | COVERING | 5/8" Vinyl Covered Gypsum 8' Tall | 246 | LF | 20.74 | 5102.04 | VCG wall finish, except in Humidor room. | 62425
INTERIOR WALLCOVERING | Add On | INTERIOR WALL | COVERING | Sheetrock Tape Only | 256 | SF | 1 | 256 | No texture just joint tape in humidor only. | 62793
INTERIOR WALLCOVERING | Add On | INTERIOR WALL | COVERING | Vapor Barrier Primer | 512 | SF | 0.26 | 133.12 | 2 coats in Humidor only. | 62794
INTERIOR WALLCOLUMNS | BOM | INTERIOR WALL | COLUMNS | Roof Support Column - Concealed | 18 | EA | 59.29 | 1067.22 | Concealed in both end walls at mod lines and one pair of columns concealed inside interior walls at each mod line | 62426
INTERIOR WALLMISC | BOM | INTERIOR WALL | MISC | Interior Shearwall - Add | 48 | LF | 9.44 | 453.12 | Full Height Shear Wall | 62519
INTERIOR WALLMISC | BOM | INTERIOR WALL | MISC | Wall Extended To Rafters | 208 | LF | 5.83 | 1212.64 | Rated Corridor, Restrooms, Humidor room | 62427
COVE BASECOVE BASE | BOM | COVE BASE | COVE BASE | Wall Base Vinyl 4" | 740 | LF | 1.02 | 754.8 | Throughout Except in Humidor Room | 62428
ROOFTRUSSES | BOM | ROOF | TRUSSES | Truss - 12' Wide Mod-Transverse 24" O/C | 2880 | SF | 2.04 | 5875.2 | 50# Snowload, 1/4:12 Pitch | 62520
ROOFMATE BEAM | BOM | ROOF | MATE BEAM | LVL - 1 1/2" x 24"- Up to 60' | 600 | LF | 10.93 | 6558 | Double LVL at mod line spanning gym. | 62430
ROOFMATE BEAM | BOM | ROOF | MATE BEAM | Modline Strap | 3 | SET | 60.16 | 180.48 |  | 62431
ROOFINSULATION | BOM | ROOF | INSULATION | R-38 Unfaced | 2880 | SF | 1.02 | 2937.6 |  | 62522
ROOFDECKING | BOM | ROOF | DECKING | 5/8" OSB Decking | 2880 | SF | 0.48 | 1382.4 |  | 62523
ROOFCOVERING | BOM | ROOF | COVERING | EPDM .045 - Black (Multi Wides) Class C | 2880 | SF | 2.14 | 6163.2 |  | 62435
ROOFCEILING | Add On | ROOF | CEILING | 1x8 SE WRC Red Cedar | 252 | SF | 7.25 | 1827 |  | 62668
ROOFCEILING | BOM | ROOF | CEILING | 2X4 Mineral Fiber #BET197 (W/Grid) | 2640 | SF | 2.88 | 7603.2 | Ceiling Height 7'10" A.F.F. | 62436
ROOFCEILING | Add On | ROOF | CEILING | 5/8" MR Type X Gypsum (Tape & Bead Only) | 256 | SF | 1.12 | 286.72 | For Humidor Room Ceiling. No texture just joint tape in humidor only. | 62666
ROOFCEILING | BOM | ROOF | CEILING | 5/8" Type X Gypsum (Tape & Bead Only) | 952 | SF | 0.64 | 609.28 | 2 layers of Type X Gyp; fasten to bottom of roof joists over fire rated corridor | 62437
ROOFCEILING | BOM | ROOF | CEILING | Ceiling Joist | 252 | SF | 0.92 | 231.84 | For Hard-Lid Ceiling in Humidor Room | 62664
ROOFCEILING | Add On | ROOF | CEILING | Vapor Barrier Primer | 252 | SF | 0.26 | 65.52 | 2 coats in Humidor only. | 62796
ROOFCEILING | Add On | ROOF | CEILING | Visqueen Vapor Barrier 6 Mil | 252 | SF | 0.1 | 25.2 | Install on ceiling Joists in the Humidor room | 62667
WINDOWBLINDS | BOM | WINDOW | BLINDS | Mini-Blind | 9 | EA | 38.73 | 348.57 | Factory Std 1" Aluminum Mini Blinds | 62440
WINDOWMISC | BOM | WINDOW | MISC | Farmyard Hickory Window Trim Upgrade | 9 | EA | 23.76 | 213.84 |  | 62439
WINDOWWINDOW 4030 - VINYL | BOM | WINDOW | WINDOW 4030 - VINYL | 4030 - H/S - Dual Glazed - Vinyl Frame - Clear Low E | 9 | EA | 259.94 | 2339.46 |  | 62636
EXTERIOR DOORDOOR | BOM | EXTERIOR DOOR | DOOR | 36X80 - 20ga Door W/Med Adj. Steel Frame (4-5/8" to 8") | 2 | EA | 718.07 | 1436.14 |  | 62524
EXTERIOR DOORLOCKSET | Add On | EXTERIOR DOOR | LOCKSET | Cal-Royal A2200 Panic Rim Exit Device with Escutcheon Entrance Lever Trim | 2 | EA | 360 | 720 |  | 62442
EXTERIOR DOORHARDWARE | BOM | EXTERIOR DOOR | HARDWARE | Closer - S Parker 900 BCAL | 2 | EA | 82.32 | 164.64 |  | 62451
INTERIOR DOORDOOR | BOM | INTERIOR DOOR | DOOR | 36X80 - 20-Minute Label - Alpine Oak - W/ Timely Jamb | 7 | EA | 550.28 | 3851.96 | Doors to and from rated corridor W/ Self Closing Hinges | 62443
INTERIOR DOORDOOR | Add On | INTERIOR DOOR | DOOR | 36X80 - Alpine Oak - W/ Timely Jamb & Weatherstrip | 1 | EA | 422 | 422 | For Humidor Room | 62670
INTERIOR DOORDOOR | BOM | INTERIOR DOOR | DOOR | 36X80 Alpine Oak - Solid Core - W/ Timely Jamb | 4 | EA | 403.39 | 1613.56 | IT Room, Restrooms, Janitor Closet | 62446
INTERIOR DOORLOCKSET | Add On | INTERIOR DOOR | LOCKSET | Passage - Grade 2 - Lever | 9 | EA | 62.52 | 562.68 | All interior doors, except restrooms and IT closet. | 62445
INTERIOR DOORLOCKSET | Add On | INTERIOR DOOR | LOCKSET | Privacy - Grade 2 - Lever | 2 | EA | 62.52 | 125.04 | Restrooms | 62448
INTERIOR DOORLOCKSET | Add On | INTERIOR DOOR | LOCKSET | Storeroom - Grade 2 - Lever | 1 | EA | 67.89 | 67.89 | IT Closet | 62449
ELECTRICALPANEL | BOM | ELECTRICAL | PANEL | Nema 3R, External, 200 Amp Single Phase W/Main | 2 | EA | 672.7 | 1345.4 | Bottom Fed Load Center | 62503
ELECTRICALRACEWAY | BOM | ELECTRICAL | RACEWAY | Flex W/ Ground | 600 | LF | 3.1 | 1860 | Romex wire ran through walls, MC cable above T-grid Ceiling | 62453
ELECTRICALLIGHT | BOM | ELECTRICAL | LIGHT | Flat Panel 2 X 2 - LED - 3400 Lumen | 3 | EA | 64.11 | 192.33 | Restroom Lights | 62455
ELECTRICALLIGHT | BOM | ELECTRICAL | LIGHT | Flat Panel 2 X 4 - LED - 4000 To 6000 Lumen | 36 | EA | 74.11 | 2667.96 |  | 62454
ELECTRICALEXTERIOR LIGHTS | BOM | ELECTRICAL | EXTERIOR LIGHTS | Wall Pack LED With Photocell - 13/18/26W - 3000K/4000K/5000K | 2 | EA | 62.68 | 125.36 | Factory Standard | 62456
ELECTRICALEXIT/EMERGENCY LIGHTS | BOM | ELECTRICAL | EXIT/EMERGENCY LIGHTS | Emergency Light - Dual Head | 5 | EA | 36.03 | 180.15 |  | 62458
ELECTRICALEXIT/EMERGENCY LIGHTS | BOM | ELECTRICAL | EXIT/EMERGENCY LIGHTS | Exit Light - W/ Battery Backup - Red | 2 | EA | 32.82 | 65.64 |  | 62457
ELECTRICALEXIT/EMERGENCY LIGHTS | BOM | ELECTRICAL | EXIT/EMERGENCY LIGHTS | Exit/Emergency Light Remote Capable - Red | 2 | EA | 52.04 | 104.08 |  | 62797
ELECTRICALEXIT/EMERGENCY LIGHTS | BOM | ELECTRICAL | EXIT/EMERGENCY LIGHTS | Exterior Remote Head For Emergency Light | 2 | EA | 22.9 | 45.8 |  | 62459
ELECTRICALSWITCH | BOM | ELECTRICAL | SWITCH | Momentary Switch - DCC-2 | 3 | EA | 43.81 | 131.43 |  | 62460
ELECTRICALSWITCH | BOM | ELECTRICAL | SWITCH | Occupancy Sensor Ceiling Mount (Single Relay) | 3 | EA | 256.13 | 768.39 | By exterior doors and door into Gym from rated corridor. | 62461
ELECTRICALSWITCH | BOM | ELECTRICAL | SWITCH | Occupancy Sensor Wall Mount (Dual Relay) | 5 | EA | 67.06 | 335.3 | PW301 switch for Restrooms, Humidor, Closet, Break Room | 62466
ELECTRICALSWITCH | BOM | ELECTRICAL | SWITCH | Occupancy Sensor Wall Mount (Single Relay) | 4 | EA | 114.92 | 459.68 | Offices | 62465
ELECTRICALSWITCH | BOM | ELECTRICAL | SWITCH | Photo Sensor Ceiling Mount | 2 | EA | 138.32 | 276.64 | Gym, Corridor | 62464
ELECTRICALSWITCH | BOM | ELECTRICAL | SWITCH | Photo Sensor Remote | 1 | EA | 30.04 | 30.04 |  | 62463
ELECTRICALSWITCH | BOM | ELECTRICAL | SWITCH | Switch Dimmer | 3 | EA | 111.75 | 335.25 | Humidor, Gym, Storage | 62462
ELECTRICALRECEPTACLE | BOM | ELECTRICAL | RECEPTACLE | 20A - Duplex | 24 | EA | 29.37 | 704.88 |  | 62644
ELECTRICALRECEPTACLE | BOM | ELECTRICAL | RECEPTACLE | 20A - Duplex - Dedicated | 1 | EA | 57.35 | 57.35 | IT Closet | 62727
ELECTRICALRECEPTACLE | BOM | ELECTRICAL | RECEPTACLE | 20A - Duplex - Tamper Resistant | 6 | EA | 28.39 | 170.34 | Gym, Corridor | 62643
ELECTRICALRECEPTACLE | BOM | ELECTRICAL | RECEPTACLE | 20A - GFCI Duplex | 4 | EA | 38.47 | 153.88 | (1) break room, (1) humidor, (1) per RR, | 62469
ELECTRICALRECEPTACLE | BOM | ELECTRICAL | RECEPTACLE | 20A - GFCI Duplex - Dedicated | 2 | EA | 66.58 | 133.16 | (2) in break area | 62470
ELECTRICALRECEPTACLE | BOM | ELECTRICAL | RECEPTACLE | 20A - WR For Heat Tape (Switched) | 1 | EA | 102.83 | 102.83 |  | 62471
ELECTRICALRECEPTACLE | BOM | ELECTRICAL | RECEPTACLE | 20A - WR GFCI Protected W/ While In Use Cover | 3 | EA | 49.27 | 147.81 |  | 62472
ELECTRICALJ-BOXES | BOM | ELECTRICAL | J-BOXES | 20A - Hard Wired J-Box | 1 | EA | 54.82 | 54.82 | For dedicated sign | 62645
ELECTRICALPHONE/DATA | Add On | ELECTRICAL | PHONE/DATA | 4'x4' FR 5/8" CDX | 1 | EA | 50 | 50 | For data board mounting in IT closet. | 62798
ELECTRICALPHONE/DATA | BOM | ELECTRICAL | PHONE/DATA | 4X4 J-Box W/ Mud Ring & 3/4" Conduit | 22 | EA | 15.57 | 342.54 |  | 62474
ELECTRICALPHONE/DATA | BOM | ELECTRICAL | PHONE/DATA | 6X6 Nema 3R Entrance Box | 1 | EA | 51.37 | 51.37 | Outside IT closet in storage. | 62475
PLUMBINGPIPE | Add On | PLUMBING | PIPE | Pex Plumbing Drop | 11 | EA | 95 | 1045 |  | 62476
PLUMBINGWATER CLOSET | BOM | PLUMBING | WATER CLOSET | Water Closet - ADA - Tank Type - 1.28gpf - Elg - White | 2 | EA | 479.26 | 958.52 |  | 62671
PLUMBINGLAVATORIES | BOM | PLUMBING | LAVATORIES | Lavatory - Wall Hung | 2 | EA | 562.61 | 1125.22 |  | 62641
PLUMBINGLAVATORIES | BOM | PLUMBING | LAVATORIES | Thermostatic Mixing Valve | 3 | EA | 54.33 | 162.99 | At each sink/lavy. | 62479
PLUMBINGKITCHEN SINKS | BOM | PLUMBING | KITCHEN SINKS | 25" X 22" S.S. Single Bowl Sink | 1 | EA | 490.01 | 490.01 | Factory Standard S.S. Single Bowl Sink - Break Area | 62640
PLUMBINGDRINKING FOUNTAIN | BOM | PLUMBING | DRINKING FOUNTAIN | Water Cooler - Hi/Low - W/ GFI | 1 | EA | 1550.36 | 1550.36 | Occupancy Load greater than 30, Hi/Low ADA D.F. required per Idaho Plumbing Code. Option for site install by others. Location TBD but recommend in classroom area or build an alcove to put it in fire corridor hallway. | 62646
PLUMBINGMOP SINK | BOM | PLUMBING | MOP SINK | Mop Sink-Floor Mnt-Inclds Hose & Hanger | 1 | EA | 690.97 | 690.97 | To be in a janitor closet, location TBD, required per Idaho Plumbing Code | 62481
PLUMBINGWATER HEATERS | BOM | PLUMBING | WATER HEATERS | 06-Gallon - Electric Water Heater | 1 | EA | 976.28 | 976.28 | Janitor Closet above Mop Sink | 62482
PLUMBINGWATER HEATERS | BOM | PLUMBING | WATER HEATERS | Water Heater Shelf - Melamine | 1 | EA | 28.31 | 28.31 |  | 62483
PLUMBINGACCESSORIES | BOM | PLUMBING | ACCESSORIES | Grab-Bar Set | 2 | SET | 79.85 | 159.7 |  | 62485
PLUMBINGACCESSORIES | BOM | PLUMBING | ACCESSORIES | Mirror - 18" X 36" - Beveled Edge | 2 | EA | 37.5 | 75 |  | 62486
PLUMBINGACCESSORIES | BOM | PLUMBING | ACCESSORIES | Toilet Paper Dispenser | 2 | EA | 3.63 | 7.26 |  | 62487
PLUMBINGMISC | Add On | PLUMBING | MISC | 1/4" Poly Line | 1 | EA | 100 | 100 | On interior partition wall in humidor for humidifier hook up. | 62799
PLUMBINGMISC | BOM | PLUMBING | MISC | Ice Maker Valve Box | 1 | EA | 97.24 | 97.24 |  | 62488
PLUMBINGMISC | BOM | PLUMBING | MISC | Water Hammer Arrestor - 3/4" | 1 | EA | 145.48 | 145.48 |  | 62489
HVACA/C - WALL MOUNT | BOM | HVAC | A/C - WALL MOUNT | 4.0-Ton - 15-KW Heat Strip - 1P - Bard, Eubank or Equal w/pgm t-stat | 2 | EA | 7013.42 | 14026.84 | Equipment in IT Closet N.I.C. in the Heat/cool calc. | 62729
HVACVENTILATION OPTIONS | BOM | HVAC | VENTILATION OPTIONS | CRV - 3.5 Ton & 5.0-Ton End Mount | 2 | EA | 1318 | 2636 |  | 62800
HVACDUCT | Add On | HVAC | DUCT | Galv - Return Air Duct | 200 | LF | 25 | 5000 | Galv Main Trunk, Galv Pipe w/ Flex | 62499
HVACDUCT | Add On | HVAC | DUCT | Galv - Supply Air Duct | 240 | LF | 25 | 6000 | Galv Main Trunk, Galv Pipe w/ Flex | 62498
HVACEXHAUST FANS | Add On | HVAC | EXHAUST FANS | 100 CFM - Ceiling Mount | 2 | EA | 185 | 370 | Restroom Exhaust Fans | 62494
HVACEXHAUST FANS | BOM | HVAC | EXHAUST FANS | 140 CFM - Ceiling Mtd W/ Humidistat | 1 | EA | 337.46 | 337.46 | For Humidor Room | 62673
HVACMISC | BOM | HVAC | MISC | Fire/Smoke Damper | 2 | EA | 1070.7 | 2141.4 |  | 62496
HVACMISC | BOM | HVAC | MISC | Plenum Wall | 24 | LF | 17.82 | 427.68 |  | 62497
FURNISHINGSCABINETS | BOM | FURNISHINGS | CABINETS | Laminate - Base Cabinet | 7 | LF | 190 | 1330 | Break Room Base Cabinets | 62500
FURNISHINGSCABINETS | BOM | FURNISHINGS | CABINETS | Laminate - Wall Cabinet | 7 | LF | 110 | 770 | Break Room Uppers | 62501
FURNISHINGSCABINETS | BOM | FURNISHINGS | CABINETS | Standard Laminate Countertop | 7 | LF | 14.16 | 99.12 | Break Room | 62502
MISCMISC | BOM | MISC | MISC | Close-Up | 0.001 | LF | 6.11 | 0.0061 | Supplied by PMSI | 62490
MISCMISC | BOM | MISC | MISC | Shipping Wall | 24 | EA | 59.5 | 1428 |  | 62491
STATESSTATE APP | BOM | STATES | STATE APP | ID Approvals | 1 | EA | 0 | 0 |  | 62637
00 | 0 | 0 | 0 | 0 | 0 | 0 | 0 | 0 | 0 | 0
00 | 0 | 0 | 0 | 0 | 0 | 0 | 0 | 0 | 0 | 0
00 | 0 | 0 | 0 | 0 | 0 | 0 | 0 | 0 | 0 | 0
00 | 0 | 0 | 0 | 0 | 0 | 0 | 0 | 0 | 0 | 0
00 | 0 | 0 | 0 | 0 | 0 | 0 | 0 | 0 | 0 | 0
00 | 0 | 0 | 0 | 0 | 0 | 0 | 0 | 0 | 0 | 0
00 | 0 | 0 | 0 | 0 | 0 | 0 | 0 | 0 | 0 | 0
00 | 0 | 0 | 0 | 0 | 0 | 0 | 0 | 0 | 0 | 0
00 | 0 | 0 | 0 | 0 | 0 | 0 | 0 | 0 | 0 | 0
00 | 0 | 0 | 0 | 0 | 0 | 0 | 0 | 0 | 0 | 0
00 | 0 | 0 | 0 | 0 | 0 | 0 | 0 | 0 | 0 | 0
00 | 0 | 0 | 0 | 0 | 0 | 0 | 0 | 0 | 0 | 0
00 | 0 | 0 | 0 | 0 | 0 | 0 | 0 | 0 | 0 | 0
00 | 0 | 0 | 0 | 0 | 0 | 0 | 0 | 0 | 0 | 0
00 | 0 | 0 | 0 | 0 | 0 | 0 | 0 | 0 | 0 | 0
00 | 0 | 0 | 0 | 0 | 0 | 0 | 0 | 0 | 0 | 0
00 | 0 | 0 | 0 | 0 | 0 | 0 | 0 | 0 | 0 | 0
00 | 0 | 0 | 0 | 0 | 0 | 0 | 0 | 0 | 0 | 0
00 | 0 | 0 | 0 | 0 | 0 | 0 | 0 | 0 | 0 | 0
00 | 0 | 0 | 0 | 0 | 0 | 0 | 0 | 0 | 0 | 0
00 | 0 | 0 | 0 | 0 | 0 | 0 | 0 | 0 | 0 | 0
00 | 0 | 0 | 0 | 0 | 0 | 0 | 0 | 0 | 0 | 0
00 | 0 | 0 | 0 | 0 | 0 | 0 | 0 | 0 | 0 | 0
00 | 0 | 0 | 0 | 0 | 0 | 0 | 0 | 0 | 0 | 0
00 | 0 | 0 | 0 | 0 | 0 | 0 | 0 | 0 | 0 | 0
00 | 0 | 0 | 0 | 0 | 0 | 0 | 0 | 0 | 0 | 0
00 | 0 | 0 | 0 | 0 | 0 | 0 | 0 | 0 | 0 | 0
00 | 0 | 0 | 0 | 0 | 0 | 0 | 0 | 0 | 0 | 0
00 | 0 | 0 | 0 | 0 | 0 | 0 | 0 | 0 | 0 | 0
00 | 0 | 0 | 0 | 0 | 0 | 0 | 0 | 0 | 0 | 0
00 | 0 | 0 | 0 | 0 | 0 | 0 | 0 | 0 | 0 | 0
00 | 0 | 0 | 0 | 0 | 0 | 0 | 0 | 0 | 0 | 0
00 | 0 | 0 | 0 | 0 | 0 | 0 | 0 | 0 | 0 | 0
00 | 0 | 0 | 0 | 0 | 0 | 0 | 0 | 0 | 0 | 0
00 | 0 | 0 | 0 | 0 | 0 | 0 | 0 | 0 | 0 | 0
00 | 0 | 0 | 0 | 0 | 0 | 0 | 0 | 0 | 0 | 0
00 | 0 | 0 | 0 | 0 | 0 | 0 | 0 | 0 | 0 | 0
00 | 0 | 0 | 0 | 0 | 0 | 0 | 0 | 0 | 0 | 0
00 | 0 | 0 | 0 | 0 | 0 | 0 | 0 | 0 | 0 | 0
00 | 0 | 0 | 0 | 0 | 0 | 0 | 0 | 0 | 0 | 0
00 | 0 | 0 | 0 | 0 | 0 | 0 | 0 | 0 | 0 | 0
00 | 0 | 0 | 0 | 0 | 0 | 0 | 0 | 0 | 0 | 0
00 | 0 | 0 | 0 | 0 | 0 | 0 | 0 | 0 | 0 | 0
00 | 0 | 0 | 0 | 0 | 0 | 0 | 0 | 0 | 0 | 0
00 | 0 | 0 | 0 | 0 | 0 | 0 | 0 | 0 | 0 | 0
00 | 0 | 0 | 0 | 0 | 0 | 0 | 0 | 0 | 0 | 0
00 | 0 | 0 | 0 | 0 | 0 | 0 | 0 | 0 | 0 | 0
00 | 0 | 0 | 0 | 0 | 0 | 0 | 0 | 0 | 0 | 0
00 | 0 | 0 | 0 | 0 | 0 | 0 | 0 | 0 | 0 | 0
00 | 0 | 0 | 0 | 0 | 0 | 0 | 0 | 0 | 0 | 0
00 | 0 | 0 | 0 | 0 | 0 | 0 | 0 | 0 | 0 | 0
00 | 0 | 0 | 0 | 0 | 0 | 0 | 0 | 0 | 0 | 0
00 | 0 | 0 | 0 | 0 | 0 | 0 | 0 | 0 | 0 | 0
00 | 0 | 0 | 0 | 0 | 0 | 0 | 0 | 0 | 0 | 0
00 | 0 | 0 | 0 | 0 | 0 | 0 | 0 | 0 | 0 | 0
00 | 0 | 0 | 0 | 0 | 0 | 0 | 0 | 0 | 0 | 0
00 | 0 | 0 | 0 | 0 | 0 | 0 | 0 | 0 | 0 | 0
00 | 0 | 0 | 0 | 0 | 0 | 0 | 0 | 0 | 0 | 0
00 | 0 | 0 | 0 | 0 | 0 | 0 | 0 | 0 | 0 | 0
00 | 0 | 0 | 0 | 0 | 0 | 0 | 0 | 0 | 0 | 0
00 | 0 | 0 | 0 | 0 | 0 | 0 | 0 | 0 | 0 | 0
00 | 0 | 0 | 0 | 0 | 0 | 0 | 0 | 0 | 0 | 0
00 | 0 | 0 | 0 | 0 | 0 | 0 | 0 | 0 | 0 | 0
00 | 0 | 0 | 0 | 0 | 0 | 0 | 0 | 0 | 0 | 0
00 | 0 | 0 | 0 | 0 | 0 | 0 | 0 | 0 | 0 | 0
00 | 0 | 0 | 0 | 0 | 0 | 0 | 0 | 0 | 0 | 0
00 | 0 | 0 | 0 | 0 | 0 | 0 | 0 | 0 | 0 | 0
00 | 0 | 0 | 0 | 0 | 0 | 0 | 0 | 0 | 0 | 0
00 | 0 | 0 | 0 | 0 | 0 | 0 | 0 | 0 | 0 | 0
00 | 0 | 0 | 0 | 0 | 0 | 0 | 0 | 0 | 0 | 0
00 | 0 | 0 | 0 | 0 | 0 | 0 | 0 | 0 | 0 | 0
00 | 0 | 0 | 0 | 0 | 0 | 0 | 0 | 0 | 0 | 0
00 | 0 | 0 | 0 | 0 | 0 | 0 | 0 | 0 | 0 | 0
00 | 0 | 0 | 0 | 0 | 0 | 0 | 0 | 0 | 0 | 0
00 | 0 | 0 | 0 | 0 | 0 | 0 | 0 | 0 | 0 | 0
00 | 0 | 0 | 0 | 0 | 0 | 0 | 0 | 0 | 0 | 0
00 | 0 | 0 | 0 | 0 | 0 | 0 | 0 | 0 | 0 | 0
00 | 0 | 0 | 0 | 0 | 0 | 0 | 0 | 0 | 0 | 0
00 | 0 | 0 | 0 | 0 | 0 | 0 | 0 | 0 | 0 | 0
00 | 0 | 0 | 0 | 0 | 0 | 0 | 0 | 0 | 0 | 0
00 | 0 | 0 | 0 | 0 | 0 | 0 | 0 | 0 | 0 | 0
00 | 0 | 0 | 0 | 0 | 0 | 0 | 0 | 0 | 0 | 0
00 | 0 | 0 | 0 | 0 | 0 | 0 | 0 | 0 | 0 | 0
00 | 0 | 0 | 0 | 0 | 0 | 0 | 0 | 0 | 0 | 0
00 | 0 | 0 | 0 | 0 | 0 | 0 | 0 | 0 | 0 | 0
00 | 0 | 0 | 0 | 0 | 0 | 0 | 0 | 0 | 0 | 0
00 | 0 | 0 | 0 | 0 | 0 | 0 | 0 | 0 | 0 | 0
00 | 0 | 0 | 0 | 0 | 0 | 0 | 0 | 0 | 0 | 0
00 | 0 | 0 | 0 | 0 | 0 | 0 | 0 | 0 | 0 | 0
00 | 0 | 0 | 0 | 0 | 0 | 0 | 0 | 0 | 0 | 0
00 | 0 | 0 | 0 | 0 | 0 | 0 | 0 | 0 | 0 | 0
00 | 0 | 0 | 0 | 0 | 0 | 0 | 0 | 0 | 0 | 0
00 | 0 | 0 | 0 | 0 | 0 | 0 | 0 | 0 | 0 | 0
00 | 0 | 0 | 0 | 0 | 0 | 0 | 0 | 0 | 0 | 0
00 | 0 | 0 | 0 | 0 | 0 | 0 | 0 | 0 | 0 | 0
00 | 0 | 0 | 0 | 0 | 0 | 0 | 0 | 0 | 0 | 0
00 | 0 | 0 | 0 | 0 | 0 | 0 | 0 | 0 | 0 | 0
00 | 0 | 0 | 0 | 0 | 0 | 0 | 0 | 0 | 0 | 0
00 | 0 | 0 | 0 | 0 | 0 | 0 | 0 | 0 | 0 | 0
00 | 0 | 0 | 0 | 0 | 0 | 0 | 0 | 0 | 0 | 0
00 | 0 | 0 | 0 | 0 | 0 | 0 | 0 | 0 | 0 | 0
00 | 0 | 0 | 0 | 0 | 0 | 0 | 0 | 0 | 0 | 0
00 | 0 | 0 | 0 | 0 | 0 | 0 | 0 | 0 | 0 | 0
00 | 0 | 0 | 0 | 0 | 0 | 0 | 0 | 0 | 0 | 0
00 | 0 | 0 | 0 | 0 | 0 | 0 | 0 | 0 | 0 | 0
00 | 0 | 0 | 0 | 0 | 0 | 0 | 0 | 0 | 0 | 0
00 | 0 | 0 | 0 | 0 | 0 | 0 | 0 | 0 | 0 | 0
00 | 0 | 0 | 0 | 0 | 0 | 0 | 0 | 0 | 0 | 0
00 | 0 | 0 | 0 | 0 | 0 | 0 | 0 | 0 | 0 | 0
00 | 0 | 0 | 0 | 0 | 0 | 0 | 0 | 0 | 0 | 0
00 | 0 | 0 | 0 | 0 | 0 | 0 | 0 | 0 | 0 | 0
00 | 0 | 0 | 0 | 0 | 0 | 0 | 0 | 0 | 0 | 0
00 | 0 | 0 | 0 | 0 | 0 | 0 | 0 | 0 | 0 | 0
00 | 0 | 0 | 0 | 0 | 0 | 0 | 0 | 0 | 0 | 0
00 | 0 | 0 | 0 | 0 | 0 | 0 | 0 | 0 | 0 | 0
00 | 0 | 0 | 0 | 0 | 0 | 0 | 0 | 0 | 0 | 0
00 | 0 | 0 | 0 | 0 | 0 | 0 | 0 | 0 | 0 | 0
00 | 0 | 0 | 0 | 0 | 0 | 0 | 0 | 0 | 0 | 0
00 | 0 | 0 | 0 | 0 | 0 | 0 | 0 | 0 | 0 | 0
00 | 0 | 0 | 0 | 0 | 0 | 0 | 0 | 0 | 0 | 0
00 | 0 | 0 | 0 | 0 | 0 | 0 | 0 | 0 | 0 | 0
00 | 0 | 0 | 0 | 0 | 0 | 0 | 0 | 0 | 0 | 0
00 | 0 | 0 | 0 | 0 | 0 | 0 | 0 | 0 | 0 | 0
00 | 0 | 0 | 0 | 0 | 0 | 0 | 0 | 0 | 0 | 0
00 | 0 | 0 | 0 | 0 | 0 | 0 | 0 | 0 | 0 | 0
00 | 0 | 0 | 0 | 0 | 0 | 0 | 0 | 0 | 0 | 0
00 | 0 | 0 | 0 | 0 | 0 | 0 | 0 | 0 | 0 | 0
00 | 0 | 0 | 0 | 0 | 0 | 0 | 0 | 0 | 0 | 0
00 | 0 | 0 | 0 | 0 | 0 | 0 | 0 | 0 | 0 | 0
00 | 0 | 0 | 0 | 0 | 0 | 0 | 0 | 0 | 0 | 0
00 | 0 | 0 | 0 | 0 | 0 | 0 | 0 | 0 | 0 | 0
00 | 0 | 0 | 0 | 0 | 0 | 0 | 0 | 0 | 0 | 0
00 | 0 | 0 | 0 | 0 | 0 | 0 | 0 | 0 | 0 | 0
00 | 0 | 0 | 0 | 0 | 0 | 0 | 0 | 0 | 0 | 0
00 | 0 | 0 | 0 | 0 | 0 | 0 | 0 | 0 | 0 | 0
00 | 0 | 0 | 0 | 0 | 0 | 0 | 0 | 0 | 0 | 0
00 | 0 | 0 | 0 | 0 | 0 | 0 | 0 | 0 | 0 | 0
00 | 0 | 0 | 0 | 0 | 0 | 0 | 0 | 0 | 0 | 0
00 | 0 | 0 | 0 | 0 | 0 | 0 | 0 | 0 | 0 | 0
00 | 0 | 0 | 0 | 0 | 0 | 0 | 0 | 0 | 0 | 0
00 | 0 | 0 | 0 | 0 | 0 | 0 | 0 | 0 | 0 | 0
00 | 0 | 0 | 0 | 0 | 0 | 0 | 0 | 0 | 0 | 0
00 | 0 | 0 | 0 | 0 | 0 | 0 | 0 | 0 | 0 | 0
00 | 0 | 0 | 0 | 0 | 0 | 0 | 0 | 0 | 0 | 0
00 | 0 | 0 | 0 | 0 | 0 | 0 | 0 | 0 | 0 | 0
00 | 0 | 0 | 0 | 0 | 0 | 0 | 0 | 0 | 0 | 0
00 | 0 | 0 | 0 | 0 | 0 | 0 | 0 | 0 | 0 | 0
00 | 0 | 0 | 0 | 0 | 0 | 0 | 0 | 0 | 0 | 0
00 | 0 | 0 | 0 | 0 | 0 | 0 | 0 | 0 | 0 | 0
00 | 0 | 0 | 0 | 0 | 0 | 0 | 0 | 0 | 0 | 0
00 | 0 | 0 | 0 | 0 | 0 | 0 | 0 | 0 | 0 | 0
00 | 0 | 0 | 0 | 0 | 0 | 0 | 0 | 0 | 0 | 0
00 | 0 | 0 | 0 | 0 | 0 | 0 | 0 | 0 | 0 | 0
00 | 0 | 0 | 0 | 0 | 0 | 0 | 0 | 0 | 0 | 0
00 | 0 | 0 | 0 | 0 | 0 | 0 | 0 | 0 | 0 | 0
00 | 0 | 0 | 0 | 0 | 0 | 0 | 0 | 0 | 0 | 0
00 | 0 | 0 | 0 | 0 | 0 | 0 | 0 | 0 | 0 | 0
00 | 0 | 0 | 0 | 0 | 0 | 0 | 0 | 0 | 0 | 0
00 | 0 | 0 | 0 | 0 | 0 | 0 | 0 | 0 | 0 | 0
00 | 0 | 0 | 0 | 0 | 0 | 0 | 0 | 0 | 0 | 0
00 | 0 | 0 | 0 | 0 | 0 | 0 | 0 | 0 | 0 | 0
00 | 0 | 0 | 0 | 0 | 0 | 0 | 0 | 0 | 0 | 0
00 | 0 | 0 | 0 | 0 | 0 | 0 | 0 | 0 | 0 | 0
00 | 0 | 0 | 0 | 0 | 0 | 0 | 0 | 0 | 0 | 0
00 | 0 | 0 | 0 | 0 | 0 | 0 | 0 | 0 | 0 | 0
00 | 0 | 0 | 0 | 0 | 0 | 0 | 0 | 0 | 0 | 0
00 | 0 | 0 | 0 | 0 | 0 | 0 | 0 | 0 | 0 | 0
00 | 0 | 0 | 0 | 0 | 0 | 0 | 0 | 0 | 0 | 0
00 | 0 | 0 | 0 | 0 | 0 | 0 | 0 | 0 | 0 | 0
00 | 0 | 0 | 0 | 0 | 0 | 0 | 0 | 0 | 0 | 0
00 | 0 | 0 | 0 | 0 | 0 | 0 | 0 | 0 | 0 | 0
00 | 0 | 0 | 0 | 0 | 0 | 0 | 0 | 0 | 0 | 0
00 | 0 | 0 | 0 | 0 | 0 | 0 | 0 | 0 | 0 | 0
00 | 0 | 0 | 0 | 0 | 0 | 0 | 0 | 0 | 0 | 0
00 | 0 | 0 | 0 | 0 | 0 | 0 | 0 | 0 | 0 | 0
00 | 0 | 0 | 0 | 0 | 0 | 0 | 0 | 0 | 0 | 0
00 | 0 | 0 | 0 | 0 | 0 | 0 | 0 | 0 | 0 | 0
00 | 0 | 0 | 0 | 0 | 0 | 0 | 0 | 0 | 0 | 0
00 | 0 | 0 | 0 | 0 | 0 | 0 | 0 | 0 | 0 | 0
00 | 0 | 0 | 0 | 0 | 0 | 0 | 0 | 0 | 0 | 0
00 | 0 | 0 | 0 | 0 | 0 | 0 | 0 | 0 | 0 | 0
00 | 0 | 0 | 0 | 0 | 0 | 0 | 0 | 0 | 0 | 0
00 | 0 | 0 | 0 | 0 | 0 | 0 | 0 | 0 | 0 | 0
00 | 0 | 0 | 0 | 0 | 0 | 0 | 0 | 0 | 0 | 0
00 | 0 | 0 | 0 | 0 | 0 | 0 | 0 | 0 | 0 | 0
00 | 0 | 0 | 0 | 0 | 0 | 0 | 0 | 0 | 0 | 0
00 | 0 | 0 | 0 | 0 | 0 | 0 | 0 | 0 | 0 | 0
00 | 0 | 0 | 0 | 0 | 0 | 0 | 0 | 0 | 0 | 0
00 | 0 | 0 | 0 | 0 | 0 | 0 | 0 | 0 | 0 | 0
00 | 0 | 0 | 0 | 0 | 0 | 0 | 0 | 0 | 0 | 0
00 | 0 | 0 | 0 | 0 | 0 | 0 | 0 | 0 | 0 | 0
00 | 0 | 0 | 0 | 0 | 0 | 0 | 0 | 0 | 0 | 0
00 | 0 | 0 | 0 | 0 | 0 | 0 | 0 | 0 | 0 | 0
00 | 0 | 0 | 0 | 0 | 0 | 0 | 0 | 0 | 0 | 0
00 | 0 | 0 | 0 | 0 | 0 | 0 | 0 | 0 | 0 | 0
00 | 0 | 0 | 0 | 0 | 0 | 0 | 0 | 0 | 0 | 0
00 | 0 | 0 | 0 | 0 | 0 | 0 | 0 | 0 | 0 | 0
00 | 0 | 0 | 0 | 0 | 0 | 0 | 0 | 0 | 0 | 0
00 | 0 | 0 | 0 | 0 | 0 | 0 | 0 | 0 | 0 | 0
00 | 0 | 0 | 0 | 0 | 0 | 0 | 0 | 0 | 0 | 0
00 | 0 | 0 | 0 | 0 | 0 | 0 | 0 | 0 | 0 | 0
00 | 0 | 0 | 0 | 0 | 0 | 0 | 0 | 0 | 0 | 0
00 | 0 | 0 | 0 | 0 | 0 | 0 | 0 | 0 | 0 | 0
00 | 0 | 0 | 0 | 0 | 0 | 0 | 0 | 0 | 0 | 0
00 | 0 | 0 | 0 | 0 | 0 | 0 | 0 | 0 | 0 | 0
00 | 0 | 0 | 0 | 0 | 0 | 0 | 0 | 0 | 0 | 0
00 | 0 | 0 | 0 | 0 | 0 | 0 | 0 | 0 | 0 | 0
00 | 0 | 0 | 0 | 0 | 0 | 0 | 0 | 0 | 0 | 0
00 | 0 | 0 | 0 | 0 | 0 | 0 | 0 | 0 | 0 | 0
00 | 0 | 0 | 0 | 0 | 0 | 0 | 0 | 0 | 0 | 0
00 | 0 | 0 | 0 | 0 | 0 | 0 | 0 | 0 | 0 | 0
00 | 0 | 0 | 0 | 0 | 0 | 0 | 0 | 0 | 0 | 0
00 | 0 | 0 | 0 | 0 | 0 | 0 | 0 | 0 | 0 | 0
00 | 0 | 0 | 0 | 0 | 0 | 0 | 0 | 0 | 0 | 0
00 | 0 | 0 | 0 | 0 | 0 | 0 | 0 | 0 | 0 | 0
00 | 0 | 0 | 0 | 0 | 0 | 0 | 0 | 0 | 0 | 0
00 | 0 | 0 | 0 | 0 | 0 | 0 | 0 | 0 | 0 | 0
00 | 0 | 0 | 0 | 0 | 0 | 0 | 0 | 0 | 0 | 0
00 | 0 | 0 | 0 | 0 | 0 | 0 | 0 | 0 | 0 | 0
00 | 0 | 0 | 0 | 0 | 0 | 0 | 0 | 0 | 0 | 0
00 | 0 | 0 | 0 | 0 | 0 | 0 | 0 | 0 | 0 | 0
00 | 0 | 0 | 0 | 0 | 0 | 0 | 0 | 0 | 0 | 0
00 | 0 | 0 | 0 | 0 | 0 | 0 | 0 | 0 | 0 | 0
00 | 0 | 0 | 0 | 0 | 0 | 0 | 0 | 0 | 0 | 0
00 | 0 | 0 | 0 | 0 | 0 | 0 | 0 | 0 | 0 | 0
00 | 0 | 0 | 0 | 0 | 0 | 0 | 0 | 0 | 0 | 0
00 | 0 | 0 | 0 | 0 | 0 | 0 | 0 | 0 | 0 | 0
00 | 0 | 0 | 0 | 0 | 0 | 0 | 0 | 0 | 0 | 0
00 | 0 | 0 | 0 | 0 | 0 | 0 | 0 | 0 | 0 | 0
00 | 0 | 0 | 0 | 0 | 0 | 0 | 0 | 0 | 0 | 0
00 | 0 | 0 | 0 | 0 | 0 | 0 | 0 | 0 | 0 | 0
00 | 0 | 0 | 0 | 0 | 0 | 0 | 0 | 0 | 0 | 0
00 | 0 | 0 | 0 | 0 | 0 | 0 | 0 | 0 | 0 | 0
00 | 0 | 0 | 0 | 0 | 0 | 0 | 0 | 0 | 0 | 0
00 | 0 | 0 | 0 | 0 | 0 | 0 | 0 | 0 | 0 | 0
00 | 0 | 0 | 0 | 0 | 0 | 0 | 0 | 0 | 0 | 0
00 | 0 | 0 | 0 | 0 | 0 | 0 | 0 | 0 | 0 | 0
00 | 0 | 0 | 0 | 0 | 0 | 0 | 0 | 0 | 0 | 0
00 | 0 | 0 | 0 | 0 | 0 | 0 | 0 | 0 | 0 | 0
00 | 0 | 0 | 0 | 0 | 0 | 0 | 0 | 0 | 0 | 0
00 | 0 | 0 | 0 | 0 | 0 | 0 | 0 | 0 | 0 | 0
00 | 0 | 0 | 0 | 0 | 0 | 0 | 0 | 0 | 0 | 0
00 | 0 | 0 | 0 | 0 | 0 | 0 | 0 | 0 | 0 | 0
00 | 0 | 0 | 0 | 0 | 0 | 0 | 0 | 0 | 0 | 0
00 | 0 | 0 | 0 | 0 | 0 | 0 | 0 | 0 | 0 | 0
00 | 0 | 0 | 0 | 0 | 0 | 0 | 0 | 0 | 0 | 0
00 | 0 | 0 | 0 | 0 | 0 | 0 | 0 | 0 | 0 | 0
00 | 0 | 0 | 0 | 0 | 0 | 0 | 0 | 0 | 0 | 0
00 | 0 | 0 | 0 | 0 | 0 | 0 | 0 | 0 | 0 | 0
00 | 0 | 0 | 0 | 0 | 0 | 0 | 0 | 0 | 0 | 0
00 | 0 | 0 | 0 | 0 | 0 | 0 | 0 | 0 | 0 | 0
00 | 0 | 0 | 0 | 0 | 0 | 0 | 0 | 0 | 0 | 0
00 | 0 | 0 | 0 | 0 | 0 | 0 | 0 | 0 | 0 | 0
00 | 0 | 0 | 0 | 0 | 0 | 0 | 0 | 0 | 0 | 0
00 | 0 | 0 | 0 | 0 | 0 | 0 | 0 | 0 | 0 | 0
00 | 0 | 0 | 0 | 0 | 0 | 0 | 0 | 0 | 0 | 0
00 | 0 | 0 | 0 | 0 | 0 | 0 | 0 | 0 | 0 | 0
00 | 0 | 0 | 0 | 0 | 0 | 0 | 0 | 0 | 0 | 0
00 | 0 | 0 | 0 | 0 | 0 | 0 | 0 | 0 | 0 | 0
00 | 0 | 0 | 0 | 0 | 0 | 0 | 0 | 0 | 0 | 0
00 | 0 | 0 | 0 | 0 | 0 | 0 | 0 | 0 | 0 | 0
00 | 0 | 0 | 0 | 0 | 0 | 0 | 0 | 0 | 0 | 0
00 | 0 | 0 | 0 | 0 | 0 | 0 | 0 | 0 | 0 | 0
00 | 0 | 0 | 0 | 0 | 0 | 0 | 0 | 0 | 0 | 0
00 | 0 | 0 | 0 | 0 | 0 | 0 | 0 | 0 | 0 | 0
00 | 0 | 0 | 0 | 0 | 0 | 0 | 0 | 0 | 0 | 0
00 | 0 | 0 | 0 | 0 | 0 | 0 | 0 | 0 | 0 | 0
00 | 0 | 0 | 0 | 0 | 0 | 0 | 0 | 0 | 0 | 0
00 | 0 | 0 | 0 | 0 | 0 | 0 | 0 | 0 | 0 | 0
00 | 0 | 0 | 0 | 0 | 0 | 0 | 0 | 0 | 0 | 0
00 | 0 | 0 | 0 | 0 | 0 | 0 | 0 | 0 | 0 | 0
00 | 0 | 0 | 0 | 0 | 0 | 0 | 0 | 0 | 0 | 0
00 | 0 | 0 | 0 | 0 | 0 | 0 | 0 | 0 | 0 | 0
00 | 0 | 0 | 0 | 0 | 0 | 0 | 0 | 0 | 0 | 0
00 | 0 | 0 | 0 | 0 | 0 | 0 | 0 | 0 | 0 | 0
00 | 0 | 0 | 0 | 0 | 0 | 0 | 0 | 0 | 0 | 0
00 | 0 | 0 | 0 | 0 | 0 | 0 | 0 | 0 | 0 | 0
00 | 0 | 0 | 0 | 0 | 0 | 0 | 0 | 0 | 0 | 0
00 | 0 | 0 | 0 | 0 | 0 | 0 | 0 | 0 | 0 | 0
00 | 0 | 0 | 0 | 0 | 0 | 0 | 0 | 0 | 0 | 0
00 | 0 | 0 | 0 | 0 | 0 | 0 | 0 | 0 | 0 | 0
00 | 0 | 0 | 0 | 0 | 0 | 0 | 0 | 0 | 0 | 0
00 | 0 | 0 | 0 | 0 | 0 | 0 | 0 | 0 | 0 | 0
00 | 0 | 0 | 0 | 0 | 0 | 0 | 0 | 0 | 0 | 0
00 | 0 | 0 | 0 | 0 | 0 | 0 | 0 | 0 | 0 | 0
00 | 0 | 0 | 0 | 0 | 0 | 0 | 0 | 0 | 0 | 0
00 | 0 | 0 | 0 | 0 | 0 | 0 | 0 | 0 | 0 | 0
00 | 0 | 0 | 0 | 0 | 0 | 0 | 0 | 0 | 0 | 0
00 | 0 | 0 | 0 | 0 | 0 | 0 | 0 | 0 | 0 | 0
00 | 0 | 0 | 0 | 0 | 0 | 0 | 0 | 0 | 0 | 0
00 | 0 | 0 | 0 | 0 | 0 | 0 | 0 | 0 | 0 | 0
00 | 0 | 0 | 0 | 0 | 0 | 0 | 0 | 0 | 0 | 0
00 | 0 | 0 | 0 | 0 | 0 | 0 | 0 | 0 | 0 | 0
00 | 0 | 0 | 0 | 0 | 0 | 0 | 0 | 0 | 0 | 0
00 | 0 | 0 | 0 | 0 | 0 | 0 | 0 | 0 | 0 | 0
00 | 0 | 0 | 0 | 0 | 0 | 0 | 0 | 0 | 0 | 0
00 | 0 | 0 | 0 | 0 | 0 | 0 | 0 | 0 | 0 | 0
00 | 0 | 0 | 0 | 0 | 0 | 0 | 0 | 0 | 0 | 0
00 | 0 | 0 | 0 | 0 | 0 | 0 | 0 | 0 | 0 | 0
00 | 0 | 0 | 0 | 0 | 0 | 0 | 0 | 0 | 0 | 0
00 | 0 | 0 | 0 | 0 | 0 | 0 | 0 | 0 | 0 | 0
00 | 0 | 0 | 0 | 0 | 0 | 0 | 0 | 0 | 0 | 0
00 | 0 | 0 | 0 | 0 | 0 | 0 | 0 | 0 | 0 | 0
00 | 0 | 0 | 0 | 0 | 0 | 0 | 0 | 0 | 0 | 0
00 | 0 | 0 | 0 | 0 | 0 | 0 | 0 | 0 | 0 | 0
00 | 0 | 0 | 0 | 0 | 0 | 0 | 0 | 0 | 0 | 0
00 | 0 | 0 | 0 | 0 | 0 | 0 | 0 | 0 | 0 | 0
00 | 0 | 0 | 0 | 0 | 0 | 0 | 0 | 0 | 0 | 0
00 | 0 | 0 | 0 | 0 | 0 | 0 | 0 | 0 | 0 | 0
00 | 0 | 0 | 0 | 0 | 0 | 0 | 0 | 0 | 0 | 0
00 | 0 | 0 | 0 | 0 | 0 | 0 | 0 | 0 | 0 | 0
00 | 0 | 0 | 0 | 0 | 0 | 0 | 0 | 0 | 0 | 0
00 | 0 | 0 | 0 | 0 | 0 | 0 | 0 | 0 | 0 | 0
00 | 0 | 0 | 0 | 0 | 0 | 0 | 0 | 0 | 0 | 0
00 | 0 | 0 | 0 | 0 | 0 | 0 | 0 | 0 | 0 | 0
00 | 0 | 0 | 0 | 0 | 0 | 0 | 0 | 0 | 0 | 0
00 | 0 | 0 | 0 | 0 | 0 | 0 | 0 | 0 | 0 | 0
00 | 0 | 0 | 0 | 0 | 0 | 0 | 0 | 0 | 0 | 0
00 | 0 | 0 | 0 | 0 | 0 | 0 | 0 | 0 | 0 | 0
00 | 0 | 0 | 0 | 0 | 0 | 0 | 0 | 0 | 0 | 0
00 | 0 | 0 | 0 | 0 | 0 | 0 | 0 | 0 | 0 | 0
00 | 0 | 0 | 0 | 0 | 0 | 0 | 0 | 0 | 0 | 0
00 | 0 | 0 | 0 | 0 | 0 | 0 | 0 | 0 | 0 | 0
00 | 0 | 0 | 0 | 0 | 0 | 0 | 0 | 0 | 0 | 0
00 | 0 | 0 | 0 | 0 | 0 | 0 | 0 | 0 | 0 | 0
00 | 0 | 0 | 0 | 0 | 0 | 0 | 0 | 0 | 0 | 0
00 | 0 | 0 | 0 | 0 | 0 | 0 | 0 | 0 | 0 | 0
00 | 0 | 0 | 0 | 0 | 0 | 0 | 0 | 0 | 0 | 0
00 | 0 | 0 | 0 | 0 | 0 | 0 | 0 | 0 | 0 | 0
00 | 0 | 0 | 0 | 0 | 0 | 0 | 0 | 0 | 0 | 0
00 | 0 | 0 | 0 | 0 | 0 | 0 | 0 | 0 | 0 | 0
00 | 0 | 0 | 0 | 0 | 0 | 0 | 0 | 0 | 0 | 0
00 | 0 | 0 | 0 | 0 | 0 | 0 | 0 | 0 | 0 | 0
00 | 0 | 0 | 0 | 0 | 0 | 0 | 0 | 0 | 0 | 0
00 | 0 | 0 | 0 | 0 | 0 | 0 | 0 | 0 | 0 | 0
00 | 0 | 0 | 0 | 0 | 0 | 0 | 0 | 0 | 0 | 0
00 | 0 | 0 | 0 | 0 | 0 | 0 | 0 | 0 | 0 | 0
00 | 0 | 0 | 0 | 0 | 0 | 0 | 0 | 0 | 0 | 0
00 | 0 | 0 | 0 | 0 | 0 | 0 | 0 | 0 | 0 | 0
00 | 0 | 0 | 0 | 0 | 0 | 0 | 0 | 0 | 0 | 0
00 | 0 | 0 | 0 | 0 | 0 | 0 | 0 | 0 | 0 | 0
00 | 0 | 0 | 0 | 0 | 0 | 0 | 0 | 0 | 0 | 0
00 | 0 | 0 | 0 | 0 | 0 | 0 | 0 | 0 | 0 | 0
00 | 0 | 0 | 0 | 0 | 0 | 0 | 0 | 0 | 0 | 0
00 | 0 | 0 | 0 | 0 | 0 | 0 | 0 | 0 | 0 | 0
00 | 0 | 0 | 0 | 0 | 0 | 0 | 0 | 0 | 0 | 0
00 | 0 | 0 | 0 | 0 | 0 | 0 | 0 | 0 | 0 | 0
00 | 0 | 0 | 0 | 0 | 0 | 0 | 0 | 0 | 0 | 0
00 | 0 | 0 | 0 | 0 | 0 | 0 | 0 | 0 | 0 | 0
00 | 0 | 0 | 0 | 0 | 0 | 0 | 0 | 0 | 0 | 0
00 | 0 | 0 | 0 | 0 | 0 | 0 | 0 | 0 | 0 | 0
00 | 0 | 0 | 0 | 0 | 0 | 0 | 0 | 0 | 0 | 0
00 | 0 | 0 | 0 | 0 | 0 | 0 | 0 | 0 | 0 | 0
00 | 0 | 0 | 0 | 0 | 0 | 0 | 0 | 0 | 0 | 0
00 | 0 | 0 | 0 | 0 | 0 | 0 | 0 | 0 | 0 | 0
00 | 0 | 0 | 0 | 0 | 0 | 0 | 0 | 0 | 0 | 0
00 | 0 | 0 | 0 | 0 | 0 | 0 | 0 | 0 | 0 | 0
00 | 0 | 0 | 0 | 0 | 0 | 0 | 0 | 0 | 0 | 0
00 | 0 | 0 | 0 | 0 | 0 | 0 | 0 | 0 | 0 | 0
00 | 0 | 0 | 0 | 0 | 0 | 0 | 0 | 0 | 0 | 0
00 | 0 | 0 | 0 | 0 | 0 | 0 | 0 | 0 | 0 | 0
00 | 0 | 0 | 0 | 0 | 0 | 0 | 0 | 0 | 0 | 0
00 | 0 | 0 | 0 | 0 | 0 | 0 | 0 | 0 | 0 | 0
00 | 0 | 0 | 0 | 0 | 0 | 0 | 0 | 0 | 0 | 0
00 | 0 | 0 | 0 | 0 | 0 | 0 | 0 | 0 | 0 | 0
00 | 0 | 0 | 0 | 0 | 0 | 0 | 0 | 0 | 0 | 0
00 | 0 | 0 | 0 | 0 | 0 | 0 | 0 | 0 | 0 | 0
00 | 0 | 0 | 0 | 0 | 0 | 0 | 0 | 0 | 0 | 0
00 | 0 | 0 | 0 | 0 | 0 | 0 | 0 | 0 | 0 | 0
00 | 0 | 0 | 0 | 0 | 0 | 0 | 0 | 0 | 0 | 0
00 | 0 | 0 | 0 | 0 | 0 | 0 | 0 | 0 | 0 | 0
00 | 0 | 0 | 0 | 0 | 0 | 0 | 0 | 0 | 0 | 0
00 | 0 | 0 | 0 | 0 | 0 | 0 | 0 | 0 | 0 | 0
00 | 0 | 0 | 0 | 0 | 0 | 0 | 0 | 0 | 0 | 0
00 | 0 | 0 | 0 | 0 | 0 | 0 | 0 | 0 | 0 | 0
00 | 0 | 0 | 0 | 0 | 0 | 0 | 0 | 0 | 0 | 0
00 | 0 | 0 | 0 | 0 | 0 | 0 | 0 | 0 | 0 | 0
00 | 0 | 0 | 0 | 0 | 0 | 0 | 0 | 0 | 0 | 0
00 | 0 | 0 | 0 | 0 | 0 | 0 | 0 | 0 | 0 | 0
00 | 0 | 0 | 0 | 0 | 0 | 0 | 0 | 0 | 0 | 0
00 | 0 | 0 | 0 | 0 | 0 | 0 | 0 | 0 | 0 | 0
00 | 0 | 0 | 0 | 0 | 0 | 0 | 0 | 0 | 0 | 0
00 | 0 | 0 | 0 | 0 | 0 | 0 | 0 | 0 | 0 | 0
00 | 0 | 0 | 0 | 0 | 0 | 0 | 0 | 0 | 0 | 0
00 | 0 | 0 | 0 | 0 | 0 | 0 | 0 | 0 | 0 | 0
00 | 0 | 0 | 0 | 0 | 0 | 0 | 0 | 0 | 0 | 0
00 | 0 | 0 | 0 | 0 | 0 | 0 | 0 | 0 | 0 | 0
00 | 0 | 0 | 0 | 0 | 0 | 0 | 0 | 0 | 0 | 0
00 | 0 | 0 | 0 | 0 | 0 | 0 | 0 | 0 | 0 | 0
00 | 0 | 0 | 0 | 0 | 0 | 0 | 0 | 0 | 0 | 0
00 | 0 | 0 | 0 | 0 | 0 | 0 | 0 | 0 | 0 | 0
00 | 0 | 0 | 0 | 0 | 0 | 0 | 0 | 0 | 0 | 0
00 | 0 | 0 | 0 | 0 | 0 | 0 | 0 | 0 | 0 | 0
00 | 0 | 0 | 0 | 0 | 0 | 0 | 0 | 0 | 0 | 0
00 | 0 | 0 | 0 | 0 | 0 | 0 | 0 | 0 | 0 | 0
00 | 0 | 0 | 0 | 0 | 0 | 0 | 0 | 0 | 0 | 0
00 | 0 | 0 | 0 | 0 | 0 | 0 | 0 | 0 | 0 | 0
00 | 0 | 0 | 0 | 0 | 0 | 0 | 0 | 0 | 0 | 0
00 | 0 | 0 | 0 | 0 | 0 | 0 | 0 | 0 | 0 | 0
00 | 0 | 0 | 0 | 0 | 0 | 0 | 0 | 0 | 0 | 0
00 | 0 | 0 | 0 | 0 | 0 | 0 | 0 | 0 | 0 | 0
00 | 0 | 0 | 0 | 0 | 0 | 0 | 0 | 0 | 0 | 0
00 | 0 | 0 | 0 | 0 | 0 | 0 | 0 | 0 | 0 | 0
00 | 0 | 0 | 0 | 0 | 0 | 0 | 0 | 0 | 0 | 0
00 | 0 | 0 | 0 | 0 | 0 | 0 | 0 | 0 | 0 | 0
00 | 0 | 0 | 0 | 0 | 0 | 0 | 0 | 0 | 0 | 0
00 | 0 | 0 | 0 | 0 | 0 | 0 | 0 | 0 | 0 | 0
00 | 0 | 0 | 0 | 0 | 0 | 0 | 0 | 0 | 0 | 0
00 | 0 | 0 | 0 | 0 | 0 | 0 | 0 | 0 | 0 | 0
00 | 0 | 0 | 0 | 0 | 0 | 0 | 0 | 0 | 0 | 0
00 | 0 | 0 | 0 | 0 | 0 | 0 | 0 | 0 | 0 | 0
00 | 0 | 0 | 0 | 0 | 0 | 0 | 0 | 0 | 0 | 0
00 | 0 | 0 | 0 | 0 | 0 | 0 | 0 | 0 | 0 | 0
00 | 0 | 0 | 0 | 0 | 0 | 0 | 0 | 0 | 0 | 0
00 | 0 | 0 | 0 | 0 | 0 | 0 | 0 | 0 | 0 | 0
00 | 0 | 0 | 0 | 0 | 0 | 0 | 0 | 0 | 0 | 0
00 | 0 | 0 | 0 | 0 | 0 | 0 | 0 | 0 | 0 | 0
00 | 0 | 0 | 0 | 0 | 0 | 0 | 0 | 0 | 0 | 0
00 | 0 | 0 | 0 | 0 | 0 | 0 | 0 | 0 | 0 | 0
00 | 0 | 0 | 0 | 0 | 0 | 0 | 0 | 0 | 0 | 0
00 | 0 | 0 | 0 | 0 | 0 | 0 | 0 | 0 | 0 | 0
00 | 0 | 0 | 0 | 0 | 0 | 0 | 0 | 0 | 0 | 0
00 | 0 | 0 | 0 | 0 | 0 | 0 | 0 | 0 | 0 | 0
00 | 0 | 0 | 0 | 0 | 0 | 0 | 0 | 0 | 0 | 0
00 | 0 | 0 | 0 | 0 | 0 | 0 | 0 | 0 | 0 | 0
00 | 0 | 0 | 0 | 0 | 0 | 0 | 0 | 0 | 0 | 0
00 | 0 | 0 | 0 | 0 | 0 | 0 | 0 | 0 | 0 | 0
00 | 0 | 0 | 0 | 0 | 0 | 0 | 0 | 0 | 0 | 0
00 | 0 | 0 | 0 | 0 | 0 | 0 | 0 | 0 | 0 | 0
00 | 0 | 0 | 0 | 0 | 0 | 0 | 0 | 0 | 0 | 0
00 | 0 | 0 | 0 | 0 | 0 | 0 | 0 | 0 | 0 | 0
00 | 0 | 0 | 0 | 0 | 0 | 0 | 0 | 0 | 0 | 0
00 | 0 | 0 | 0 | 0 | 0 | 0 | 0 | 0 | 0 | 0
00 | 0 | 0 | 0 | 0 | 0 | 0 | 0 | 0 | 0 | 0
00 | 0 | 0 | 0 | 0 | 0 | 0 | 0 | 0 | 0 | 0
00 | 0 | 0 | 0 | 0 | 0 | 0 | 0 | 0 | 0 | 0
00 | 0 | 0 | 0 | 0 | 0 | 0 | 0 | 0 | 0 | 0
00 | 0 | 0 | 0 | 0 | 0 | 0 | 0 | 0 | 0 | 0
00 | 0 | 0 | 0 | 0 | 0 | 0 | 0 | 0 | 0 | 0
00 | 0 | 0 | 0 | 0 | 0 | 0 | 0 | 0 | 0 | 0
00 | 0 | 0 | 0 | 0 | 0 | 0 | 0 | 0 | 0 | 0
00 | 0 | 0 | 0 | 0 | 0 | 0 | 0 | 0 | 0 | 0
00 | 0 | 0 | 0 | 0 | 0 | 0 | 0 | 0 | 0 | 0
00 | 0 | 0 | 0 | 0 | 0 | 0 | 0 | 0 | 0 | 0
00 | 0 | 0 | 0 | 0 | 0 | 0 | 0 | 0 | 0 | 0
00 | 0 | 0 | 0 | 0 | 0 | 0 | 0 | 0 | 0 | 0
00 | 0 | 0 | 0 | 0 | 0 | 0 | 0 | 0 | 0 | 0
00 | 0 | 0 | 0 | 0 | 0 | 0 | 0 | 0 | 0 | 0
00 | 0 | 0 | 0 | 0 | 0 | 0 | 0 | 0 | 0 | 0
00 | 0 | 0 | 0 | 0 | 0 | 0 | 0 | 0 | 0 | 0
00 | 0 | 0 | 0 | 0 | 0 | 0 | 0 | 0 | 0 | 0
00 | 0 | 0 | 0 | 0 | 0 | 0 | 0 | 0 | 0 | 0
00 | 0 | 0 | 0 | 0 | 0 | 0 | 0 | 0 | 0 | 0
00 | 0 | 0 | 0 | 0 | 0 | 0 | 0 | 0 | 0 | 0
00 | 0 | 0 | 0 | 0 | 0 | 0 | 0 | 0 | 0 | 0
00 | 0 | 0 | 0 | 0 | 0 | 0 | 0 | 0 | 0 | 0
00 | 0 | 0 | 0 | 0 | 0 | 0 | 0 | 0 | 0 | 0
00 | 0 | 0 | 0 | 0 | 0 | 0 | 0 | 0 | 0 | 0
00 | 0 | 0 | 0 | 0 | 0 | 0 | 0 | 0 | 0 | 0
00 | 0 | 0 | 0 | 0 | 0 | 0 | 0 | 0 | 0 | 0
00 | 0 | 0 | 0 | 0 | 0 | 0 | 0 | 0 | 0 | 0
00 | 0 | 0 | 0 | 0 | 0 | 0 | 0 | 0 | 0 | 0
00 | 0 | 0 | 0 | 0 | 0 | 0 | 0 | 0 | 0 | 0
00 | 0 | 0 | 0 | 0 | 0 | 0 | 0 | 0 | 0 | 0
00 | 0 | 0 | 0 | 0 | 0 | 0 | 0 | 0 | 0 | 0
00 | 0 | 0 | 0 | 0 | 0 | 0 | 0 | 0 | 0 | 0
00 | 0 | 0 | 0 | 0 | 0 | 0 | 0 | 0 | 0 | 0
00 | 0 | 0 | 0 | 0 | 0 | 0 | 0 | 0 | 0 | 0
00 | 0 | 0 | 0 | 0 | 0 | 0 | 0 | 0 | 0 | 0
00 | 0 | 0 | 0 | 0 | 0 | 0 | 0 | 0 | 0 | 0
00 | 0 | 0 | 0 | 0 | 0 | 0 | 0 | 0 | 0 | 0
00 | 0 | 0 | 0 | 0 | 0 | 0 | 0 | 0 | 0 | 0
00 | 0 | 0 | 0 | 0 | 0 | 0 | 0 | 0 | 0 | 0
00 | 0 | 0 | 0 | 0 | 0 | 0 | 0 | 0 | 0 | 0
00 | 0 | 0 | 0 | 0 | 0 | 0 | 0 | 0 | 0 | 0
00 | 0 | 0 | 0 | 0 | 0 | 0 | 0 | 0 | 0 | 0
00 | 0 | 0 | 0 | 0 | 0 | 0 | 0 | 0 | 0 | 0
00 | 0 | 0 | 0 | 0 | 0 | 0 | 0 | 0 | 0 | 0
00 | 0 | 0 | 0 | 0 | 0 | 0 | 0 | 0 | 0 | 0
00 | 0 | 0 | 0 | 0 | 0 | 0 | 0 | 0 | 0 | 0
00 | 0 | 0 | 0 | 0 | 0 | 0 | 0 | 0 | 0 | 0
00 | 0 | 0 | 0 | 0 | 0 | 0 | 0 | 0 | 0 | 0
00 | 0 | 0 | 0 | 0 | 0 | 0 | 0 | 0 | 0 | 0
00 | 0 | 0 | 0 | 0 | 0 | 0 | 0 | 0 | 0 | 0
00 | 0 | 0 | 0 | 0 | 0 | 0 | 0 | 0 | 0 | 0
00 | 0 | 0 | 0 | 0 | 0 | 0 | 0 | 0 | 0 | 0
00 | 0 | 0 | 0 | 0 | 0 | 0 | 0 | 0 | 0 | 0
00 | 0 | 0 | 0 | 0 | 0 | 0 | 0 | 0 | 0 | 0
00 | 0 | 0 | 0 | 0 | 0 | 0 | 0 | 0 | 0 | 0
00 | 0 | 0 | 0 | 0 | 0 | 0 | 0 | 0 | 0 | 0
00 | 0 | 0 | 0 | 0 | 0 | 0 | 0 | 0 | 0 | 0
00 | 0 | 0 | 0 | 0 | 0 | 0 | 0 | 0 | 0 | 0
00 | 0 | 0 | 0 | 0 | 0 | 0 | 0 | 0 | 0 | 0
00 | 0 | 0 | 0 | 0 | 0 | 0 | 0 | 0 | 0 | 0
00 | 0 | 0 | 0 | 0 | 0 | 0 | 0 | 0 | 0 | 0
00 | 0 | 0 | 0 | 0 | 0 | 0 | 0 | 0 | 0 | 0
00 | 0 | 0 | 0 | 0 | 0 | 0 | 0 | 0 | 0 | 0
00 | 0 | 0 | 0 | 0 | 0 | 0 | 0 | 0 | 0 | 0
00 | 0 | 0 | 0 | 0 | 0 | 0 | 0 | 0 | 0 | 0
00 | 0 | 0 | 0 | 0 | 0 | 0 | 0 | 0 | 0 | 0
00 | 0 | 0 | 0 | 0 | 0 | 0 | 0 | 0 | 0 | 0
00 | 0 | 0 | 0 | 0 | 0 | 0 | 0 | 0 | 0 | 0
00 | 0 | 0 | 0 | 0 | 0 | 0 | 0 | 0 | 0 | 0
00 | 0 | 0 | 0 | 0 | 0 | 0 | 0 | 0 | 0 | 0
00 | 0 | 0 | 0 | 0 | 0 | 0 | 0 | 0 | 0 | 0
00 | 0 | 0 | 0 | 0 | 0 | 0 | 0 | 0 | 0 | 0
00 | 0 | 0 | 0 | 0 | 0 | 0 | 0 | 0 | 0 | 0
00 | 0 | 0 | 0 | 0 | 0 | 0 | 0 | 0 | 0 | 0
00 | 0 | 0 | 0 | 0 | 0 | 0 | 0 | 0 | 0 | 0
00 | 0 | 0 | 0 | 0 | 0 | 0 | 0 | 0 | 0 | 0
00 | 0 | 0 | 0 | 0 | 0 | 0 | 0 | 0 | 0 | 0
00 | 0 | 0 | 0 | 0 | 0 | 0 | 0 | 0 | 0 | 0
00 | 0 | 0 | 0 | 0 | 0 | 0 | 0 | 0 | 0 | 0
00 | 0 | 0 | 0 | 0 | 0 | 0 | 0 | 0 | 0 | 0
00 | 0 | 0 | 0 | 0 | 0 | 0 | 0 | 0 | 0 | 0
00 | 0 | 0 | 0 | 0 | 0 | 0 | 0 | 0 | 0 | 0
00 | 0 | 0 | 0 | 0 | 0 | 0 | 0 | 0 | 0 | 0
00 | 0 | 0 | 0 | 0 | 0 | 0 | 0 | 0 | 0 | 0
00 | 0 | 0 | 0 | 0 | 0 | 0 | 0 | 0 | 0 | 0
00 | 0 | 0 | 0 | 0 | 0 | 0 | 0 | 0 | 0 | 0
00 | 0 | 0 | 0 | 0 | 0 | 0 | 0 | 0 | 0 | 0
00 | 0 | 0 | 0 | 0 | 0 | 0 | 0 | 0 | 0 | 0
00 | 0 | 0 | 0 | 0 | 0 | 0 | 0 | 0 | 0 | 0
00 | 0 | 0 | 0 | 0 | 0 | 0 | 0 | 0 | 0 | 0
00 | 0 | 0 | 0 | 0 | 0 | 0 | 0 | 0 | 0 | 0
00 | 0 | 0 | 0 | 0 | 0 | 0 | 0 | 0 | 0 | 0
00 | 0 | 0 | 0 | 0 | 0 | 0 | 0 | 0 | 0 | 0
00 | 0 | 0 | 0 | 0 | 0 | 0 | 0 | 0 | 0 | 0
00 | 0 | 0 | 0 | 0 | 0 | 0 | 0 | 0 | 0 | 0
00 | 0 | 0 | 0 | 0 | 0 | 0 | 0 | 0 | 0 | 0
00 | 0 | 0 | 0 | 0 | 0 | 0 | 0 | 0 | 0 | 0
00 | 0 | 0 | 0 | 0 | 0 | 0 | 0 | 0 | 0 | 0
00 | 0 | 0 | 0 | 0 | 0 | 0 | 0 | 0 | 0 | 0
00 | 0 | 0 | 0 | 0 | 0 | 0 | 0 | 0 | 0 | 0
00 | 0 | 0 | 0 | 0 | 0 | 0 | 0 | 0 | 0 | 0
00 | 0 | 0 | 0 | 0 | 0 | 0 | 0 | 0 | 0 | 0
00 | 0 | 0 | 0 | 0 | 0 | 0 | 0 | 0 | 0 | 0
00 | 0 | 0 | 0 | 0 | 0 | 0 | 0 | 0 | 0 | 0
00 | 0 | 0 | 0 | 0 | 0 | 0 | 0 | 0 | 0 | 0
00 | 0 | 0 | 0 | 0 | 0 | 0 | 0 | 0 | 0 | 0
00 | 0 | 0 | 0 | 0 | 0 | 0 | 0 | 0 | 0 | 0
00 | 0 | 0 | 0 | 0 | 0 | 0 | 0 | 0 | 0 | 0
00 | 0 | 0 | 0 | 0 | 0 | 0 | 0 | 0 | 0 | 0
00 | 0 | 0 | 0 | 0 | 0 | 0 | 0 | 0 | 0 | 0
00 | 0 | 0 | 0 | 0 | 0 | 0 | 0 | 0 | 0 | 0
00 | 0 | 0 | 0 | 0 | 0 | 0 | 0 | 0 | 0 | 0
00 | 0 | 0 | 0 | 0 | 0 | 0 | 0 | 0 | 0 | 0
00 | 0 | 0 | 0 | 0 | 0 | 0 | 0 | 0 | 0 | 0
00 | 0 | 0 | 0 | 0 | 0 | 0 | 0 | 0 | 0 | 0
00 | 0 | 0 | 0 | 0 | 0 | 0 | 0 | 0 | 0 | 0
00 | 0 | 0 | 0 | 0 | 0 | 0 | 0 | 0 | 0 | 0
00 | 0 | 0 | 0 | 0 | 0 | 0 | 0 | 0 | 0 | 0
00 | 0 | 0 | 0 | 0 | 0 | 0 | 0 | 0 | 0 | 0
00 | 0 | 0 | 0 | 0 | 0 | 0 | 0 | 0 | 0 | 0
00 | 0 | 0 | 0 | 0 | 0 | 0 | 0 | 0 | 0 | 0
00 | 0 | 0 | 0 | 0 | 0 | 0 | 0 | 0 | 0 | 0
00 | 0 | 0 | 0 | 0 | 0 | 0 | 0 | 0 | 0 | 0
00 | 0 | 0 | 0 | 0 | 0 | 0 | 0 | 0 | 0 | 0
00 | 0 | 0 | 0 | 0 | 0 | 0 | 0 | 0 | 0 | 0
00 | 0 | 0 | 0 | 0 | 0 | 0 | 0 | 0 | 0 | 0
00 | 0 | 0 | 0 | 0 | 0 | 0 | 0 | 0 | 0 | 0
00 | 0 | 0 | 0 | 0 | 0 | 0 | 0 | 0 | 0 | 0
00 | 0 | 0 | 0 | 0 | 0 | 0 | 0 | 0 | 0 | 0
00 | 0 | 0 | 0 | 0 | 0 | 0 | 0 | 0 | 0 | 0
00 | 0 | 0 | 0 | 0 | 0 | 0 | 0 | 0 | 0 | 0
00 | 0 | 0 | 0 | 0 | 0 | 0 | 0 | 0 | 0 | 0
00 | 0 | 0 | 0 | 0 | 0 | 0 | 0 | 0 | 0 | 0
00 | 0 | 0 | 0 | 0 | 0 | 0 | 0 | 0 | 0 | 0
00 | 0 | 0 | 0 | 0 | 0 | 0 | 0 | 0 | 0 | 0
00 | 0 | 0 | 0 | 0 | 0 | 0 | 0 | 0 | 0 | 0
00 | 0 | 0 | 0 | 0 | 0 | 0 | 0 | 0 | 0 | 0
00 | 0 | 0 | 0 | 0 | 0 | 0 | 0 | 0 | 0 | 0
00 | 0 | 0 | 0 | 0 | 0 | 0 | 0 | 0 | 0 | 0
00 | 0 | 0 | 0 | 0 | 0 | 0 | 0 | 0 | 0 | 0
00 | 0 | 0 | 0 | 0 | 0 | 0 | 0 | 0 | 0 | 0
00 | 0 | 0 | 0 | 0 | 0 | 0 | 0 | 0 | 0 | 0
00 | 0 | 0 | 0 | 0 | 0 | 0 | 0 | 0 | 0 | 0
00 | 0 | 0 | 0 | 0 | 0 | 0 | 0 | 0 | 0 | 0
00 | 0 | 0 | 0 | 0 | 0 | 0 | 0 | 0 | 0 | 0
00 | 0 | 0 | 0 | 0 | 0 | 0 | 0 | 0 | 0 | 0
00 | 0 | 0 | 0 | 0 | 0 | 0 | 0 | 0 | 0 | 0
00 | 0 | 0 | 0 | 0 | 0 | 0 | 0 | 0 | 0 | 0
00 | 0 | 0 | 0 | 0 | 0 | 0 | 0 | 0 | 0 | 0
00 | 0 | 0 | 0 | 0 | 0 | 0 | 0 | 0 | 0 | 0
00 | 0 | 0 | 0 | 0 | 0 | 0 | 0 | 0 | 0 | 0
00 | 0 | 0 | 0 | 0 | 0 | 0 | 0 | 0 | 0 | 0
00 | 0 | 0 | 0 | 0 | 0 | 0 | 0 | 0 | 0 | 0
00 | 0 | 0 | 0 | 0 | 0 | 0 | 0 | 0 | 0 | 0
00 | 0 | 0 | 0 | 0 | 0 | 0 | 0 | 0 | 0 | 0
00 | 0 | 0 | 0 | 0 | 0 | 0 | 0 | 0 | 0 | 0
00 | 0 | 0 | 0 | 0 | 0 | 0 | 0 | 0 | 0 | 0
00 | 0 | 0 | 0 | 0 | 0 | 0 | 0 | 0 | 0 | 0
00 | 0 | 0 | 0 | 0 | 0 | 0 | 0 | 0 | 0 | 0
00 | 0 | 0 | 0 | 0 | 0 | 0 | 0 | 0 | 0 | 0
00 | 0 | 0 | 0 | 0 | 0 | 0 | 0 | 0 | 0 | 0
00 | 0 | 0 | 0 | 0 | 0 | 0 | 0 | 0 | 0 | 0
00 | 0 | 0 | 0 | 0 | 0 | 0 | 0 | 0 | 0 | 0
00 | 0 | 0 | 0 | 0 | 0 | 0 | 0 | 0 | 0 | 0
00 | 0 | 0 | 0 | 0 | 0 | 0 | 0 | 0 | 0 | 0
00 | 0 | 0 | 0 | 0 | 0 | 0 | 0 | 0 | 0 | 0
00 | 0 | 0 | 0 | 0 | 0 | 0 | 0 | 0 | 0 | 0
00 | 0 | 0 | 0 | 0 | 0 | 0 | 0 | 0 | 0 | 0
00 | 0 | 0 | 0 | 0 | 0 | 0 | 0 | 0 | 0 | 0
00 | 0 | 0 | 0 | 0 | 0 | 0 | 0 | 0 | 0 | 0
00 | 0 | 0 | 0 | 0 | 0 | 0 | 0 | 0 | 0 | 0
00 | 0 | 0 | 0 | 0 | 0 | 0 | 0 | 0 | 0 | 0
00 | 0 | 0 | 0 | 0 | 0 | 0 | 0 | 0 | 0 | 0
00 | 0 | 0 | 0 | 0 | 0 | 0 | 0 | 0 | 0 | 0
00 | 0 | 0 | 0 | 0 | 0 | 0 | 0 | 0 | 0 | 0
00 | 0 | 0 | 0 | 0 | 0 | 0 | 0 | 0 | 0 | 0
00 | 0 | 0 | 0 | 0 | 0 | 0 | 0 | 0 | 0 | 0
00 | 0 | 0 | 0 | 0 | 0 | 0 | 0 | 0 | 0 | 0
00 | 0 | 0 | 0 | 0 | 0 | 0 | 0 | 0 | 0 | 0
00 | 0 | 0 | 0 | 0 | 0 | 0 | 0 | 0 | 0 | 0
00 | 0 | 0 | 0 | 0 | 0 | 0 | 0 | 0 | 0 | 0
00 | 0 | 0 | 0 | 0 | 0 | 0 | 0 | 0 | 0 | 0
00 | 0 | 0 | 0 | 0 | 0 | 0 | 0 | 0 | 0 | 0
00 | 0 | 0 | 0 | 0 | 0 | 0 | 0 | 0 | 0 | 0
00 | 0 | 0 | 0 | 0 | 0 | 0 | 0 | 0 | 0 | 0
00 | 0 | 0 | 0 | 0 | 0 | 0 | 0 | 0 | 0 | 0
00 | 0 | 0 | 0 | 0 | 0 | 0 | 0 | 0 | 0 | 0
00 | 0 | 0 | 0 | 0 | 0 | 0 | 0 | 0 | 0 | 0
00 | 0 | 0 | 0 | 0 | 0 | 0 | 0 | 0 | 0 | 0
00 | 0 | 0 | 0 | 0 | 0 | 0 | 0 | 0 | 0 | 0
00 | 0 | 0 | 0 | 0 | 0 | 0 | 0 | 0 | 0 | 0
00 | 0 | 0 | 0 | 0 | 0 | 0 | 0 | 0 | 0 | 0
00 | 0 | 0 | 0 | 0 | 0 | 0 | 0 | 0 | 0 | 0
00 | 0 | 0 | 0 | 0 | 0 | 0 | 0 | 0 | 0 | 0
00 | 0 | 0 | 0 | 0 | 0 | 0 | 0 | 0 | 0 | 0
00 | 0 | 0 | 0 | 0 | 0 | 0 | 0 | 0 | 0 | 0
00 | 0 | 0 | 0 | 0 | 0 | 0 | 0 | 0 | 0 | 0
00 | 0 | 0 | 0 | 0 | 0 | 0 | 0 | 0 | 0 | 0
00 | 0 | 0 | 0 | 0 | 0 | 0 | 0 | 0 | 0 | 0
00 | 0 | 0 | 0 | 0 | 0 | 0 | 0 | 0 | 0 | 0
00 | 0 | 0 | 0 | 0 | 0 | 0 | 0 | 0 | 0 | 0
00 | 0 | 0 | 0 | 0 | 0 | 0 | 0 | 0 | 0 | 0
00 | 0 | 0 | 0 | 0 | 0 | 0 | 0 | 0 | 0 | 0
00 | 0 | 0 | 0 | 0 | 0 | 0 | 0 | 0 | 0 | 0
00 | 0 | 0 | 0 | 0 | 0 | 0 | 0 | 0 | 0 | 0
00 | 0 | 0 | 0 | 0 | 0 | 0 | 0 | 0 | 0 | 0
00 | 0 | 0 | 0 | 0 | 0 | 0 | 0 | 0 | 0 | 0
00 | 0 | 0 | 0 | 0 | 0 | 0 | 0 | 0 | 0 | 0
00 | 0 | 0 | 0 | 0 | 0 | 0 | 0 | 0 | 0 | 0
00 | 0 | 0 | 0 | 0 | 0 | 0 | 0 | 0 | 0 | 0
00 | 0 | 0 | 0 | 0 | 0 | 0 | 0 | 0 | 0 | 0
00 | 0 | 0 | 0 | 0 | 0 | 0 | 0 | 0 | 0 | 0
00 | 0 | 0 | 0 | 0 | 0 | 0 | 0 | 0 | 0 | 0
00 | 0 | 0 | 0 | 0 | 0 | 0 | 0 | 0 | 0 | 0
00 | 0 | 0 | 0 | 0 | 0 | 0 | 0 | 0 | 0 | 0
00 | 0 | 0 | 0 | 0 | 0 | 0 | 0 | 0 | 0 | 0
00 | 0 | 0 | 0 | 0 | 0 | 0 | 0 | 0 | 0 | 0
00 | 0 | 0 | 0 | 0 | 0 | 0 | 0 | 0 | 0 | 0
00 | 0 | 0 | 0 | 0 | 0 | 0 | 0 | 0 | 0 | 0
00 | 0 | 0 | 0 | 0 | 0 | 0 | 0 | 0 | 0 | 0
00 | 0 | 0 | 0 | 0 | 0 | 0 | 0 | 0 | 0 | 0
00 | 0 | 0 | 0 | 0 | 0 | 0 | 0 | 0 | 0 | 0
00 | 0 | 0 | 0 | 0 | 0 | 0 | 0 | 0 | 0 | 0
00 | 0 | 0 | 0 | 0 | 0 | 0 | 0 | 0 | 0 | 0
00 | 0 | 0 | 0 | 0 | 0 | 0 | 0 | 0 | 0 | 0
00 | 0 | 0 | 0 | 0 | 0 | 0 | 0 | 0 | 0 | 0
00 | 0 | 0 | 0 | 0 | 0 | 0 | 0 | 0 | 0 | 0
00 | 0 | 0 | 0 | 0 | 0 | 0 | 0 | 0 | 0 | 0
00 | 0 | 0 | 0 | 0 | 0 | 0 | 0 | 0 | 0 | 0
00 | 0 | 0 | 0 | 0 | 0 | 0 | 0 | 0 | 0 | 0
00 | 0 | 0 | 0 | 0 | 0 | 0 | 0 | 0 | 0 | 0
00 | 0 | 0 | 0 | 0 | 0 | 0 | 0 | 0 | 0 | 0
00 | 0 | 0 | 0 | 0 | 0 | 0 | 0 | 0 | 0 | 0
00 | 0 | 0 | 0 | 0 | 0 | 0 | 0 | 0 | 0 | 0
00 | 0 | 0 | 0 | 0 | 0 | 0 | 0 | 0 | 0 | 0
00 | 0 | 0 | 0 | 0 | 0 | 0 | 0 | 0 | 0 | 0
00 | 0 | 0 | 0 | 0 | 0 | 0 | 0 | 0 | 0 | 0
00 | 0 | 0 | 0 | 0 | 0 | 0 | 0 | 0 | 0 | 0
00 | 0 | 0 | 0 | 0 | 0 | 0 | 0 | 0 | 0 | 0
00 | 0 | 0 | 0 | 0 | 0 | 0 | 0 | 0 | 0 | 0
00 | 0 | 0 | 0 | 0 | 0 | 0 | 0 | 0 | 0 | 0
00 | 0 | 0 | 0 | 0 | 0 | 0 | 0 | 0 | 0 | 0
00 | 0 | 0 | 0 | 0 | 0 | 0 | 0 | 0 | 0 | 0
00 | 0 | 0 | 0 | 0 | 0 | 0 | 0 | 0 | 0 | 0
00 | 0 | 0 | 0 | 0 | 0 | 0 | 0 | 0 | 0 | 0
00 | 0 | 0 | 0 | 0 | 0 | 0 | 0 | 0 | 0 | 0
00 | 0 | 0 | 0 | 0 | 0 | 0 | 0 | 0 | 0 | 0
00 | 0 | 0 | 0 | 0 | 0 | 0 | 0 | 0 | 0 | 0
00 | 0 | 0 | 0 | 0 | 0 | 0 | 0 | 0 | 0 | 0
00 | 0 | 0 | 0 | 0 | 0 | 0 | 0 | 0 | 0 | 0
00 | 0 | 0 | 0 | 0 | 0 | 0 | 0 | 0 | 0 | 0
00 | 0 | 0 | 0 | 0 | 0 | 0 | 0 | 0 | 0 | 0
00 | 0 | 0 | 0 | 0 | 0 | 0 | 0 | 0 | 0 | 0
00 | 0 | 0 | 0 | 0 | 0 | 0 | 0 | 0 | 0 | 0
00 | 0 | 0 | 0 | 0 | 0 | 0 | 0 | 0 | 0 | 0
00 | 0 | 0 | 0 | 0 | 0 | 0 | 0 | 0 | 0 | 0
00 | 0 | 0 | 0 | 0 | 0 | 0 | 0 | 0 | 0 | 0
00 | 0 | 0 | 0 | 0 | 0 | 0 | 0 | 0 | 0 | 0
00 | 0 | 0 | 0 | 0 | 0 | 0 | 0 | 0 | 0 | 0
00 | 0 | 0 | 0 | 0 | 0 | 0 | 0 | 0 | 0 | 0
00 | 0 | 0 | 0 | 0 | 0 | 0 | 0 | 0 | 0 | 0
00 | 0 | 0 | 0 | 0 | 0 | 0 | 0 | 0 | 0 | 0
00 | 0 | 0 | 0 | 0 | 0 | 0 | 0 | 0 | 0 | 0
00 | 0 | 0 | 0 | 0 | 0 | 0 | 0 | 0 | 0 | 0
00 | 0 | 0 | 0 | 0 | 0 | 0 | 0 | 0 | 0 | 0
00 | 0 | 0 | 0 | 0 | 0 | 0 | 0 | 0 | 0 | 0
00 | 0 | 0 | 0 | 0 | 0 | 0 | 0 | 0 | 0 | 0
00 | 0 | 0 | 0 | 0 | 0 | 0 | 0 | 0 | 0 | 0
00 | 0 | 0 | 0 | 0 | 0 | 0 | 0 | 0 | 0 | 0
00 | 0 | 0 | 0 | 0 | 0 | 0 | 0 | 0 | 0 | 0
00 | 0 | 0 | 0 | 0 | 0 | 0 | 0 | 0 | 0 | 0
00 | 0 | 0 | 0 | 0 | 0 | 0 | 0 | 0 | 0 | 0
00 | 0 | 0 | 0 | 0 | 0 | 0 | 0 | 0 | 0 | 0
00 | 0 | 0 | 0 | 0 | 0 | 0 | 0 | 0 | 0 | 0
00 | 0 | 0 | 0 | 0 | 0 | 0 | 0 | 0 | 0 | 0
00 | 0 | 0 | 0 | 0 | 0 | 0 | 0 | 0 | 0 | 0
00 | 0 | 0 | 0 | 0 | 0 | 0 | 0 | 0 | 0 | 0
00 | 0 | 0 | 0 | 0 | 0 | 0 | 0 | 0 | 0 | 0
00 | 0 | 0 | 0 | 0 | 0 | 0 | 0 | 0 | 0 | 0
00 | 0 | 0 | 0 | 0 | 0 | 0 | 0 | 0 | 0 | 0
00 | 0 | 0 | 0 | 0 | 0 | 0 | 0 | 0 | 0 | 0
00 | 0 | 0 | 0 | 0 | 0 | 0 | 0 | 0 | 0 | 0
00 | 0 | 0 | 0 | 0 | 0 | 0 | 0 | 0 | 0 | 0
00 | 0 | 0 | 0 | 0 | 0 | 0 | 0 | 0 | 0 | 0
00 | 0 | 0 | 0 | 0 | 0 | 0 | 0 | 0 | 0 | 0
00 | 0 | 0 | 0 | 0 | 0 | 0 | 0 | 0 | 0 | 0
00 | 0 | 0 | 0 | 0 | 0 | 0 | 0 | 0 | 0 | 0
00 | 0 | 0 | 0 | 0 | 0 | 0 | 0 | 0 | 0 | 0
00 | 0 | 0 | 0 | 0 | 0 | 0 | 0 | 0 | 0 | 0
00 | 0 | 0 | 0 | 0 | 0 | 0 | 0 | 0 | 0 | 0
00 | 0 | 0 | 0 | 0 | 0 | 0 | 0 | 0 | 0 | 0
00 | 0 | 0 | 0 | 0 | 0 | 0 | 0 | 0 | 0 | 0
00 | 0 | 0 | 0 | 0 | 0 | 0 | 0 | 0 | 0 | 0
00 | 0 | 0 | 0 | 0 | 0 | 0 | 0 | 0 | 0 | 0
00 | 0 | 0 | 0 | 0 | 0 | 0 | 0 | 0 | 0 | 0
00 | 0 | 0 | 0 | 0 | 0 | 0 | 0 | 0 | 0 | 0
00 | 0 | 0 | 0 | 0 | 0 | 0 | 0 | 0 | 0 | 0
00 | 0 | 0 | 0 | 0 | 0 | 0 | 0 | 0 | 0 | 0
00 | 0 | 0 | 0 | 0 | 0 | 0 | 0 | 0 | 0 | 0
00 | 0 | 0 | 0 | 0 | 0 | 0 | 0 | 0 | 0 | 0
00 | 0 | 0 | 0 | 0 | 0 | 0 | 0 | 0 | 0 | 0
00 | 0 | 0 | 0 | 0 | 0 | 0 | 0 | 0 | 0 | 0
00 | 0 | 0 | 0 | 0 | 0 | 0 | 0 | 0 | 0 | 0
00 | 0 | 0 | 0 | 0 | 0 | 0 | 0 | 0 | 0 | 0
00 | 0 | 0 | 0 | 0 | 0 | 0 | 0 | 0 | 0 | 0
00 | 0 | 0 | 0 | 0 | 0 | 0 | 0 | 0 | 0 | 0
00 | 0 | 0 | 0 | 0 | 0 | 0 | 0 | 0 | 0 | 0
00 | 0 | 0 | 0 | 0 | 0 | 0 | 0 | 0 | 0 | 0
00 | 0 | 0 | 0 | 0 | 0 | 0 | 0 | 0 | 0 | 0
00 | 0 | 0 | 0 | 0 | 0 | 0 | 0 | 0 | 0 | 0
00 | 0 | 0 | 0 | 0 | 0 | 0 | 0 | 0 | 0 | 0
00 | 0 | 0 | 0 | 0 | 0 | 0 | 0 | 0 | 0 | 0
00 | 0 | 0 | 0 | 0 | 0 | 0 | 0 | 0 | 0 | 0
00 | 0 | 0 | 0 | 0 | 0 | 0 | 0 | 0 | 0 | 0
00 | 0 | 0 | 0 | 0 | 0 | 0 | 0 | 0 | 0 | 0
00 | 0 | 0 | 0 | 0 | 0 | 0 | 0 | 0 | 0 | 0
00 | 0 | 0 | 0 | 0 | 0 | 0 | 0 | 0 | 0 | 0
00 | 0 | 0 | 0 | 0 | 0 | 0 | 0 | 0 | 0 | 0
00 | 0 | 0 | 0 | 0 | 0 | 0 | 0 | 0 | 0 | 0
00 | 0 | 0 | 0 | 0 | 0 | 0 | 0 | 0 | 0 | 0
00 | 0 | 0 | 0 | 0 | 0 | 0 | 0 | 0 | 0 | 0
00 | 0 | 0 | 0 | 0 | 0 | 0 | 0 | 0 | 0 | 0
00 | 0 | 0 | 0 | 0 | 0 | 0 | 0 | 0 | 0 | 0
00 | 0 | 0 | 0 | 0 | 0 | 0 | 0 | 0 | 0 | 0
00 | 0 | 0 | 0 | 0 | 0 | 0 | 0 | 0 | 0 | 0
00 | 0 | 0 | 0 | 0 | 0 | 0 | 0 | 0 | 0 | 0
00 | 0 | 0 | 0 | 0 | 0 | 0 | 0 | 0 | 0 | 0
00 | 0 | 0 | 0 | 0 | 0 | 0 | 0 | 0 | 0 | 0
00 | 0 | 0 | 0 | 0 | 0 | 0 | 0 | 0 | 0 | 0
00 | 0 | 0 | 0 | 0 | 0 | 0 | 0 | 0 | 0 | 0
00 | 0 | 0 | 0 | 0 | 0 | 0 | 0 | 0 | 0 | 0
00 | 0 | 0 | 0 | 0 | 0 | 0 | 0 | 0 | 0 | 0
00 | 0 | 0 | 0 | 0 | 0 | 0 | 0 | 0 | 0 | 0
00 | 0 | 0 | 0 | 0 | 0 | 0 | 0 | 0 | 0 | 0
00 | 0 | 0 | 0 | 0 | 0 | 0 | 0 | 0 | 0 | 0
00 | 0 | 0 | 0 | 0 | 0 | 0 | 0 | 0 | 0 | 0
00 | 0 | 0 | 0 | 0 | 0 | 0 | 0 | 0 | 0 | 0
00 | 0 | 0 | 0 | 0 | 0 | 0 | 0 | 0 | 0 | 0
00 | 0 | 0 | 0 | 0 | 0 | 0 | 0 | 0 | 0 | 0
00 | 0 | 0 | 0 | 0 | 0 | 0 | 0 | 0 | 0 | 0
00 | 0 | 0 | 0 | 0 | 0 | 0 | 0 | 0 | 0 | 0
00 | 0 | 0 | 0 | 0 | 0 | 0 | 0 | 0 | 0 | 0
00 | 0 | 0 | 0 | 0 | 0 | 0 | 0 | 0 | 0 | 0
00 | 0 | 0 | 0 | 0 | 0 | 0 | 0 | 0 | 0 | 0
00 | 0 | 0 | 0 | 0 | 0 | 0 | 0 | 0 | 0 | 0
00 | 0 | 0 | 0 | 0 | 0 | 0 | 0 | 0 | 0 | 0
00 | 0 | 0 | 0 | 0 | 0 | 0 | 0 | 0 | 0 | 0
00 | 0 | 0 | 0 | 0 | 0 | 0 | 0 | 0 | 0 | 0
00 | 0 | 0 | 0 | 0 | 0 | 0 | 0 | 0 | 0 | 0
00 | 0 | 0 | 0 | 0 | 0 | 0 | 0 | 0 | 0 | 0
00 | 0 | 0 | 0 | 0 | 0 | 0 | 0 | 0 | 0 | 0
00 | 0 | 0 | 0 | 0 | 0 | 0 | 0 | 0 | 0 | 0
00 | 0 | 0 | 0 | 0 | 0 | 0 | 0 | 0 | 0 | 0
00 | 0 | 0 | 0 | 0 | 0 | 0 | 0 | 0 | 0 | 0
00 | 0 | 0 | 0 | 0 | 0 | 0 | 0 | 0 | 0 | 0
00 | 0 | 0 | 0 | 0 | 0 | 0 | 0 | 0 | 0 | 0
00 | 0 | 0 | 0 | 0 | 0 | 0 | 0 | 0 | 0 | 0
00 | 0 | 0 | 0 | 0 | 0 | 0 | 0 | 0 | 0 | 0
00 | 0 | 0 | 0 | 0 | 0 | 0 | 0 | 0 | 0 | 0
00 | 0 | 0 | 0 | 0 | 0 | 0 | 0 | 0 | 0 | 0
00 | 0 | 0 | 0 | 0 | 0 | 0 | 0 | 0 | 0 | 0
00 | 0 | 0 | 0 | 0 | 0 | 0 | 0 | 0 | 0 | 0
00 | 0 | 0 | 0 | 0 | 0 | 0 | 0 | 0 | 0 | 0
00 | 0 | 0 | 0 | 0 | 0 | 0 | 0 | 0 | 0 | 0
00 | 0 | 0 | 0 | 0 | 0 | 0 | 0 | 0 | 0 | 0
00 | 0 | 0 | 0 | 0 | 0 | 0 | 0 | 0 | 0 | 0
00 | 0 | 0 | 0 | 0 | 0 | 0 | 0 | 0 | 0 | 0
00 | 0 | 0 | 0 | 0 | 0 | 0 | 0 | 0 | 0 | 0
00 | 0 | 0 | 0 | 0 | 0 | 0 | 0 | 0 | 0 | 0
00 | 0 | 0 | 0 | 0 | 0 | 0 | 0 | 0 | 0 | 0
00 | 0 | 0 | 0 | 0 | 0 | 0 | 0 | 0 | 0 | 0
00 | 0 | 0 | 0 | 0 | 0 | 0 | 0 | 0 | 0 | 0
00 | 0 | 0 | 0 | 0 | 0 | 0 | 0 | 0 | 0 | 0
00 | 0 | 0 | 0 | 0 | 0 | 0 | 0 | 0 | 0 | 0
00 | 0 | 0 | 0 | 0 | 0 | 0 | 0 | 0 | 0 | 0
00 | 0 | 0 | 0 | 0 | 0 | 0 | 0 | 0 | 0 | 0
00 | 0 | 0 | 0 | 0 | 0 | 0 | 0 | 0 | 0 | 0
00 | 0 | 0 | 0 | 0 | 0 | 0 | 0 | 0 | 0 | 0
00 | 0 | 0 | 0 | 0 | 0 | 0 | 0 | 0 | 0 | 0
00 | 0 | 0 | 0 | 0 | 0 | 0 | 0 | 0 | 0 | 0
00 | 0 | 0 | 0 | 0 | 0 | 0 | 0 | 0 | 0 | 0
00 | 0 | 0 | 0 | 0 | 0 | 0 | 0 | 0 | 0 | 0
00 | 0 | 0 | 0 | 0 | 0 | 0 | 0 | 0 | 0 | 0
00 | 0 | 0 | 0 | 0 | 0 | 0 | 0 | 0 | 0 | 0
00 | 0 | 0 | 0 | 0 | 0 | 0 | 0 | 0 | 0 | 0
00 | 0 | 0 | 0 | 0 | 0 | 0 | 0 | 0 | 0 | 0
00 | 0 | 0 | 0 | 0 | 0 | 0 | 0 | 0 | 0 | 0
00 | 0 | 0 | 0 | 0 | 0 | 0 | 0 | 0 | 0 | 0
00 | 0 | 0 | 0 | 0 | 0 | 0 | 0 | 0 | 0 | 0
00 | 0 | 0 | 0 | 0 | 0 | 0 | 0 | 0 | 0 | 0
00 | 0 | 0 | 0 | 0 | 0 | 0 | 0 | 0 | 0 | 0
00 | 0 | 0 | 0 | 0 | 0 | 0 | 0 | 0 | 0 | 0
00 | 0 | 0 | 0 | 0 | 0 | 0 | 0 | 0 | 0 | 0
00 | 0 | 0 | 0 | 0 | 0 | 0 | 0 | 0 | 0 | 0
00 | 0 | 0 | 0 | 0 | 0 | 0 | 0 | 0 | 0 | 0
00 | 0 | 0 | 0 | 0 | 0 | 0 | 0 | 0 | 0 | 0
00 | 0 | 0 | 0 | 0 | 0 | 0 | 0 | 0 | 0 | 0
00 | 0 | 0 | 0 | 0 | 0 | 0 | 0 | 0 | 0 | 0
00 | 0 | 0 | 0 | 0 | 0 | 0 | 0 | 0 | 0 | 0
00 | 0 | 0 | 0 | 0 | 0 | 0 | 0 | 0 | 0 | 0
00 | 0 | 0 | 0 | 0 | 0 | 0 | 0 | 0 | 0 | 0
00 | 0 | 0 | 0 | 0 | 0 | 0 | 0 | 0 | 0 | 0
00 | 0 | 0 | 0 | 0 | 0 | 0 | 0 | 0 | 0 | 0
00 | 0 | 0 | 0 | 0 | 0 | 0 | 0 | 0 | 0 | 0
00 | 0 | 0 | 0 | 0 | 0 | 0 | 0 | 0 | 0 | 0
00 | 0 | 0 | 0 | 0 | 0 | 0 | 0 | 0 | 0 | 0
00 | 0 | 0 | 0 | 0 | 0 | 0 | 0 | 0 | 0 | 0
00 | 0 | 0 | 0 | 0 | 0 | 0 | 0 | 0 | 0 | 0
00 | 0 | 0 | 0 | 0 | 0 | 0 | 0 | 0 | 0 | 0
00 | 0 | 0 | 0 | 0 | 0 | 0 | 0 | 0 | 0 | 0
00 | 0 | 0 | 0 | 0 | 0 | 0 | 0 | 0 | 0 | 0
00 | 0 | 0 | 0 | 0 | 0 | 0 | 0 | 0 | 0 | 0
00 | 0 | 0 | 0 | 0 | 0 | 0 | 0 | 0 | 0 | 0
00 | 0 | 0 | 0 | 0 | 0 | 0 | 0 | 0 | 0 | 0
00 | 0 | 0 | 0 | 0 | 0 | 0 | 0 | 0 | 0 | 0
00 | 0 | 0 | 0 | 0 | 0 | 0 | 0 | 0 | 0 | 0
00 | 0 | 0 | 0 | 0 | 0 | 0 | 0 | 0 | 0 | 0
00 | 0 | 0 | 0 | 0 | 0 | 0 | 0 | 0 | 0 | 0
00 | 0 | 0 | 0 | 0 | 0 | 0 | 0 | 0 | 0 | 0
00 | 0 | 0 | 0 | 0 | 0 | 0 | 0 | 0 | 0 | 0
00 | 0 | 0 | 0 | 0 | 0 | 0 | 0 | 0 | 0 | 0
00 | 0 | 0 | 0 | 0 | 0 | 0 | 0 | 0 | 0 | 0
00 | 0 | 0 | 0 | 0 | 0 | 0 | 0 | 0 | 0 | 0
00 | 0 | 0 | 0 | 0 | 0 | 0 | 0 | 0 | 0 | 0
00 | 0 | 0 | 0 | 0 | 0 | 0 | 0 | 0 | 0 | 0
00 | 0 | 0 | 0 | 0 | 0 | 0 | 0 | 0 | 0 | 0
00 | 0 | 0 | 0 | 0 | 0 | 0 | 0 | 0 | 0 | 0
00 | 0 | 0 | 0 | 0 | 0 | 0 | 0 | 0 | 0 | 0
00 | 0 | 0 | 0 | 0 | 0 | 0 | 0 | 0 | 0 | 0
00 | 0 | 0 | 0 | 0 | 0 | 0 | 0 | 0 | 0 | 0
00 | 0 | 0 | 0 | 0 | 0 | 0 | 0 | 0 | 0 | 0
00 | 0 | 0 | 0 | 0 | 0 | 0 | 0 | 0 | 0 | 0
00 | 0 | 0 | 0 | 0 | 0 | 0 | 0 | 0 | 0 | 0
00 | 0 | 0 | 0 | 0 | 0 | 0 | 0 | 0 | 0 | 0
00 | 0 | 0 | 0 | 0 | 0 | 0 | 0 | 0 | 0 | 0
00 | 0 | 0 | 0 | 0 | 0 | 0 | 0 | 0 | 0 | 0
00 | 0 | 0 | 0 | 0 | 0 | 0 | 0 | 0 | 0 | 0
00 | 0 | 0 | 0 | 0 | 0 | 0 | 0 | 0 | 0 | 0
00 | 0 | 0 | 0 | 0 | 0 | 0 | 0 | 0 | 0 | 0
00 | 0 | 0 | 0 | 0 | 0 | 0 | 0 | 0 | 0 | 0
00 | 0 | 0 | 0 | 0 | 0 | 0 | 0 | 0 | 0 | 0
00 | 0 | 0 | 0 | 0 | 0 | 0 | 0 | 0 | 0 | 0
00 | 0 | 0 | 0 | 0 | 0 | 0 | 0 | 0 | 0 | 0
00 | 0 | 0 | 0 | 0 | 0 | 0 | 0 | 0 | 0 | 0
00 | 0 | 0 | 0 | 0 | 0 | 0 | 0 | 0 | 0 | 0
00 | 0 | 0 | 0 | 0 | 0 | 0 | 0 | 0 | 0 | 0
00 | 0 | 0 | 0 | 0 | 0 | 0 | 0 | 0 | 0 | 0
00 | 0 | 0 | 0 | 0 | 0 | 0 | 0 | 0 | 0 | 0
00 | 0 | 0 | 0 | 0 | 0 | 0 | 0 | 0 | 0 | 0
00 | 0 | 0 | 0 | 0 | 0 | 0 | 0 | 0 | 0 | 0
00 | 0 | 0 | 0 | 0 | 0 | 0 | 0 | 0 | 0 | 0
00 | 0 | 0 | 0 | 0 | 0 | 0 | 0 | 0 | 0 | 0
00 | 0 | 0 | 0 | 0 | 0 | 0 | 0 | 0 | 0 | 0
00 | 0 | 0 | 0 | 0 | 0 | 0 | 0 | 0 | 0 | 0
00 | 0 | 0 | 0 | 0 | 0 | 0 | 0 | 0 | 0 | 0
00 | 0 | 0 | 0 | 0 | 0 | 0 | 0 | 0 | 0 | 0
00 | 0 | 0 | 0 | 0 | 0 | 0 | 0 | 0 | 0 | 0
00 | 0 | 0 | 0 | 0 | 0 | 0 | 0 | 0 | 0 | 0
00 | 0 | 0 | 0 | 0 | 0 | 0 | 0 | 0 | 0 | 0
00 | 0 | 0 | 0 | 0 | 0 | 0 | 0 | 0 | 0 | 0
00 | 0 | 0 | 0 | 0 | 0 | 0 | 0 | 0 | 0 | 0
00 | 0 | 0 | 0 | 0 | 0 | 0 | 0 | 0 | 0 | 0
00 | 0 | 0 | 0 | 0 | 0 | 0 | 0 | 0 | 0 | 0
00 | 0 | 0 | 0 | 0 | 0 | 0 | 0 | 0 | 0 | 0
00 | 0 | 0 | 0 | 0 | 0 | 0 | 0 | 0 | 0 | 0
00 | 0 | 0 | 0 | 0 | 0 | 0 | 0 | 0 | 0 | 0
00 | 0 | 0 | 0 | 0 | 0 | 0 | 0 | 0 | 0 | 0
00 | 0 | 0 | 0 | 0 | 0 | 0 | 0 | 0 | 0 | 0
00 | 0 | 0 | 0 | 0 | 0 | 0 | 0 | 0 | 0 | 0
00 | 0 | 0 | 0 | 0 | 0 | 0 | 0 | 0 | 0 | 0
00 | 0 | 0 | 0 | 0 | 0 | 0 | 0 | 0 | 0 | 0
00 | 0 | 0 | 0 | 0 | 0 | 0 | 0 | 0 | 0 | 0
00 | 0 | 0 | 0 | 0 | 0 | 0 | 0 | 0 | 0 | 0
00 | 0 | 0 | 0 | 0 | 0 | 0 | 0 | 0 | 0 | 0
00 | 0 | 0 | 0 | 0 | 0 | 0 | 0 | 0 | 0 | 0
00 | 0 | 0 | 0 | 0 | 0 | 0 | 0 | 0 | 0 | 0
00 | 0 | 0 | 0 | 0 | 0 | 0 | 0 | 0 | 0 | 0
00 | 0 | 0 | 0 | 0 | 0 | 0 | 0 | 0 | 0 | 0
00 | 0 | 0 | 0 | 0 | 0 | 0 | 0 | 0 | 0 | 0
00 | 0 | 0 | 0 | 0 | 0 | 0 | 0 | 0 | 0 | 0
00 | 0 | 0 | 0 | 0 | 0 | 0 | 0 | 0 | 0 | 0
00 | 0 | 0 | 0 | 0 | 0 | 0 | 0 | 0 | 0 | 0

## Check
Building Width | 48 |  | SQFT | 2880
Building Length | 60 |  | Perimeter Length | 216
Building Height | 12 |  | Perimeter SQFT | 2592
Mods | 4
Interior Wall LF | 262
Category | SubCategory | Description | Value Found | Value Expected | Deviance | Notes
FRAME | OUTRIGGER | - | 4 | 4 | 0
FRAME | AXLES | Five Axle (5 Brake Axles) | 4 | 4 | 0
FLOOR | JOIST | 2 X 8 @ 12" O/C | 2880 | 2880 | 0
FLOOR | DECKING | 1-1/8" T&G OSB | 2880 | 2880 | 0
FLOOR | INSULATION | R-30 Unfaced (2 layers R-15) | 2880 | 2880 | 0
FLOOR | COVERING | Floor Tile VCT - 1/8" X 12" X 12" | 2880 | 2880 | 0 | Value expected often less than actual with rolled goods
EXTERIOR WALL | STUDS | 2 X 6 Ext. Wall Framing | 2592 | 2592 | 0
EXTERIOR WALL | SHEATHING | Visqueen Vapor Barrier 6 Mil | 640 | 0 | 640 | If building length is 4x greater than width, sheathing on end walls
EXTERIOR WALL | SIDING | Smart Panel - 3/8" - 8" O/C Grooves - W/House Wrap | 2592 | 2592 | 0 | 1
EXTERIOR WALL | COVERING | 1x4 SE WRC Red Cedar | 224 | 216 | 8
EXTERIOR WALL | INSULATION | R-21 Unfaced (Exterior Wall) | 2592 | 2592 | 0
INTERIOR WALL | STUDS | 2 X 4 Wall Framing - 8' Tall | 300 | 262 | 38
INTERIOR WALL | INSULATION | R-11 Unfaced Int. Wall @ 8' Tall | 250 | 250 | 0
INTERIOR WALL | COVERING | 4' FRP Wainscot | 30 | 20 | 10
INTERIOR WALL | COVERING | 4' FRP Wainscot | 1124 | 262 | 862
INTERIOR WALL | COLUMNS | Roof Support Column - Concealed | 18 | 12 | 6
INTERIOR WALL | MISC | Interior Shearwall - Add | 48 | 48 | 0
COVE BASE | COVE BASE | Wall Base Vinyl 4" | 740 | 740 | 0
ROOF | TRUSSES | Truss - 12' Wide Mod-Transverse 24" O/C | 2880 | 2880 | 0
ROOF | JOIST | - | 0 | 0 | 0
ROOF | MATE BEAM | LVL - 1 1/2" x 24"- Up to 60' | 600 | 480 | 120
ROOF | INSULATION | R-38 Unfaced | 2880 | 2880 | 0
ROOF | DECKING | 5/8" OSB Decking | 2880 | 2880 | 0
ROOF | COVERING | EPDM .045 - Black (Multi Wides) Class C | 2880 | 2880 | 0
ROOF | CEILING | 1x8 SE WRC Red Cedar | 252 | 2880 | -2628
WINDOW | MISC | Farmyard Hickory Window Trim Upgrade | 9 | - | 0
WINDOW | WINDOW 4030 - VINYL | 4030 - H/S - Dual Glazed - Vinyl Frame - Clear Low E | 9 | - | 0
EXTERIOR DOOR | DOOR | 36X80 - 20ga Door W/Med Adj. Steel Frame (4-5/8" to 8") | 2 | - | 0
EXTERIOR DOOR | LOCKSET | Cal-Royal A2200 Panic Rim Exit Device with Escutcheon Entrance Lever Trim | 2 | - | 0
EXTERIOR DOOR | HARDWARE | Closer - S Parker 900 BCAL | 2 | - | 0
INTERIOR DOOR | DOOR | 36X80 - 20-Minute Label - Alpine Oak - W/ Timely Jamb | 7 | - | 0
INTERIOR DOOR | LOCKSET | Passage - Grade 2 - Lever | 9 | - | 0
INTERIOR DOOR | HARDWARE | - | 0 | - | 0
ELECTRICAL | PANEL | Nema 3R, External, 200 Amp Single Phase W/Main | 2 | Check Calculator | CHECK CALC
ELECTRICAL | RACEWAY | Flex W/ Ground | 600 | Check Calculator | CHECK CALC
ELECTRICAL | LIGHT | Flat Panel 2 X 2 - LED - 3400 Lumen | 39 | 29 | 10
ELECTRICAL | EXIT/EMERGENCY LIGHTS | Emergency Light - Dual Head | 5 | 0 | 5
ELECTRICAL | EXTERIOR LIGHTS | Wall Pack LED With Photocell - 13/18/26W - 3000K/4000K/5000K | 2 | 2 | 0
ELECTRICAL | SWITCH | Momentary Switch - DCC-2 | 3 |  | 3
ELECTRICAL | RECEPTACLE | 20A - Duplex | 24 | 93 | -69
ELECTRICAL | PHONE/DATA | 4'x4' FR 5/8" CDX | 1 | 62 | -61
PLUMBING | PIPE | Pex Plumbing Drop | 11 | Check Calculator | CHECK CALC
PLUMBING | WATER CLOSET | Water Closet - ADA - Tank Type - 1.28gpf - Elg - White | 2 | Check Calculator | CHECK CALC
PLUMBING | LAVATORIES | Lavatory - Wall Hung | 5 | Check Calculator | CHECK CALC
PLUMBING | DRINKING FOUNTAIN | Water Cooler - Hi/Low - W/ GFI | 1 | Check Calculator | CHECK CALC
PLUMBING | WATER HEATERS | 06-Gallon - Electric Water Heater | 2 | 2 | 0
PLUMBING | ACCESSORIES | Grab-Bar Set | 2 | 2 | 0
PLUMBING | ACCESSORIES | Mirror - 24" X 36" - W/Clips | #N/A | #N/A | #N/A
PLUMBING | ACCESSORIES | Toilet Paper Dispenser | 2 | 2 | 0
PLUMBING | MISC | 1/4" Poly Line | 3 | #N/A | #N/A
HVAC | A/C - WALL MOUNT | 4.0-Ton - 15-KW Heat Strip - 1P - Bard, Eubank or Equal w/pgm t-stat | 2 | 2 | 0
HVAC | DUCT | Galv - Return Air Duct | 200 | 216 | -16
HVAC | EXHAUST FANS | 100 CFM - Ceiling Mount | 2 | 2 | 0
MISC | MISC | Close-Up | 0.001 | 180 | -179.999
MISC | MISC | Shipping Wall | 24 | 36 | -12
STATES | STATE APP | ID Approvals | 1 | - | -